## Trafo Stations
Additional information about the Public Lighting Project
Data for trafo-stations
Cluster nr. 2 | Zmajevo
Pojasnjenja
1) Type TS | 2) Way of connecting/disconnecting PL | 3) PL controlling system | 4)Type of controlling
Brick | From TS | MTK | Full night = FO
Metal | Relay ( specify which TS runs a series) | RTK | Half night = HN
MBTS |  | Timer | Decrease the brightnoss = P
In the building |  | Foto-relay
Tower |  | RTK
PVC |  | Other
On metal pole
On concrete pole
steel "portal"
wooden "portal"
other
1 Trafo-station (TS) and technical data | TS 1
2 Name: | Lenjinova | year: | 1986
3 Electro-distribution: | Sombor | input circuits: | 160A, 160A, 100A
4 Type TS1): | Zidana | constant: | 20
5 Adresa | Lenjinova BB
6 Number of transformers (if information is available):
7 Installed capacity of each transformer [kW] (if the information is available): | 400 kVA
8 Way of connecting/disconnecting to PL | iz TS
9 PL Control System3) | RTK
10 Control Type4) | CN
11 Extract and meter of PL | 1 | 2 | 3 | 4
12 Type: | T3CTV
13 Registration number of metering system | 6162246
14 Nominal Current [A] (if the information is available) | 1,5-6A
15Consumer number: | 92 11128
16Remote Reading [yes/no]: | no
1 Trafo-station (TS) and technical data | TS 2
2 Name: | M. Tita | year: | 1975
3 Electro-distribution: | Sombor | input circuits: | 80A, 80A, 80A
4 Type TS1): | Steel Pole | output circuit: | 100A, 63A
5 Adresa | Maršala Tita BB | constant: | 1
6 Number of transformers (if information is available):
7 Installed capacity of each transformer [kW] (if the information is available): | 250 kVA
8 Way of connecting/disconnecting to PL | iz TS
9 PL Control System3) | Photo - Relay
10 Control Type4) | CN
11 Extract and meter of PL | 1 | 2 | 3 | 4
12 Type: | T22C
13 Registration number of metering system | 12138930
14 Nominal Current [A] (if the information is available) | 10-40A
15Consumer number: | 92 60587
16Remote Reading [yes/no]: | no
1 Trafo-station (TS) and technical data | TS 3
2 Name: | Prvomajska | year: | 1966
3 Electro-distribution: | Sombor | input circuits: | 35A, 35A, 35A
4 Type TS1): | Steel Pole | output circuit: | 35A, 35A
5 Adresa | Prvog maja BB | constant: | 1
6 Number of transformers (if information is available):
7 Installed capacity of each transformer [kW] (if the information is available): | 250 kVA
8 Way of connecting/disconnecting to PL | iz TS
9 PL Control System3) | RTK
10 Control Type4) | CN
11 Extract and meter of PL | 1 | 2 | 3 | 4
12 Type: | T113Y Iskra Kranj
13 Registration number of metering system | 455838
14 Nominal Current [A] (if the information is available) | 10-30A
15Consumer number: | 92 11454
16Remote Reading [yes/no]: | no
1 Trafo-station (TS) and technical data | TS 4
2 Name: | Vojvođanska 1 | year: | 1990
3 Electro-distribution: | Sombor | input circuits: | 80A, 80A, 80A
4 Type TS1): | Steel Pole | output circuit: | 63A, 63A, 25A
5 Adresa | Vojvođanska BB | constant: | 1
6 Number of transformers (if information is available):
7 Installed capacity of each transformer [kW] (if the information is available): | 250 kVA
8 Way of connecting/disconnecting to PL | iz TS
9 PL Control System3) | RTK
10 Control Type4) | CN
11 Extract and meter of PL | 1 | 2 | 3 | 4
12 Type: | T30CV Iskra Kranj
13 Registration number of metering system | 8105823
14 Nominal Current [A] (if the information is available) | 10-40A
15Consumer number: | 92 11454
16Remote Reading [yes/no]: | no
1 Trafo-station (TS) and technical data | TS 5
2 Name: | Ive Lole Ribara | year: | 1972
3 Electro-distribution: | Sombor | input circuits: | 80A, 160A, 63A, 100A
4 Type TS1): | zidana trafo-stanica (kula) | output circuit: | 160A, 160A, 63A
5 Adresa | Ive Lole Ribara BB | constant: | 20
6 Number of transformers (if information is available):
7 Installed capacity of each transformer [kW] (if the information is available): | 250 kVA
8 Way of connecting/disconnecting to PL | iz TS
9 PL Control System3) | RTK
10 Control Type4) | CN
11 Extract and meter of PL | 1 | 2 | 3 | 4
12 Type: | T22t Iskra Kranj
13 Registration number of metering system | 1325023
14 Nominal Current [A] (if the information is available)
15Consumer number: | 92 10938
16Remote Reading [yes/no]: | no
1 Trafo-station (TS) and technical data | TS 6
2 Name: | Kozaračka | year: | 1970
3 Electro-distribution: | Sombor | input circuits: | 63A
4 Type TS1): | Steel Pole | output circuit:
5 Adresa | Vojvođanska Kozaračka | constant: | 1
6 Number of transformers (if information is available):
7 Installed capacity of each transformer [kW] (if the information is available): | 160 kVA
8 Way of connecting/disconnecting to PL | iz TS
9 PL Control System3) | Photo - Relay
10 Control Type4) | CN
11 Extract and meter of PL | 1 | 2 | 3 | 4
12 Type: | T21c Iskra Kranj
13 Registration number of metering system | 960019
14 Nominal Current [A] (if the information is available) | 10-40A
15Consumer number: | 92 10946
16Remote Reading [yes/no]: | no
1 Trafo-station (TS) and technical data | TS 7
2 Name: | Logor | year: | 1965
3 Electro-distribution: | Sombor | input circuits: | 63A, 80A, 50A, 100A
4 Type TS1): | Steel Pole | output circuit:
5 Adresa | Sedmog Jula BB | constant: | 1
6 Number of transformers (if information is available):
7 Installed capacity of each transformer [kW] (if the information is available): | 160 kVA
8 Way of connecting/disconnecting to PL | iz TS
9 PL Control System3) | RTK
10 Control Type4) | CN
11 Extract and meter of PL | 1 | 2 | 3 | 4
12 Type: | T1tY Iskra Kranj
13 Registration number of metering system | 268917
14 Nominal Current [A] (if the information is available) | 5A
15Consumer number: | 92 35396
16Remote Reading [yes/no]: | no
1 Trafo-station (TS) and technical data | TS 8
2 Name: | I.Milutinovića | year: | 1981
3 Electro-distribution: | Sombor | input circuits: | 100A, 80A, 80A
4 Type TS1): | Steel Pole | output circuit: | 63A, 63A, 80A
5 Adresa | Ivana Milutinovića BB | constant: | 1
6 Number of transformers (if information is available):
7 Installed capacity of each transformer [kW] (if the information is available): | 250 kVA
8 Way of connecting/disconnecting to PL | iz TS
9 PL Control System3) | RTK
10 Control Type4) | CN
11 Extract and meter of PL | 1 | 2 | 3 | 4
12 Type: | T3C1 Iskra Kranj
13 Registration number of metering system | 6011547
14 Nominal Current [A] (if the information is available) | 10-40A
15Consumer number: | 92 19234
16Remote Reading [yes/no]: | no
1 Trafo-station (TS) and technical data | TS 9
2 Name: | Most | year: | 1964
3 Electro-distribution: | Sombor | input circuits: | 160A, 125A, 160A
4 Type TS1): | MBTS | output circuit: | 100A, 100A, 80A, 80A, 80A
5 Adresa | I.Milutinovića BB | constant: | 20
6 Number of transformers (if information is available):
7 Installed capacity of each transformer [kW] (if the information is available): | 400 kVA
8 Way of connecting/disconnecting to PL | iz TS
9 PL Control System3) | RTK
10 Control Type4) | CN
11 Extract and meter of PL | 1 | 2 | 3 | 4
12 Type: | T1t Iskra Kranj
13 Registration number of metering system | 240019
14 Nominal Current [A] (if the information is available) | 5A
15Consumer number: | 92 11373
16Remote Reading [yes/no]: | no
1 Trafo-station (TS) and technical data | TS 10
2 Name: | Centar | year: | 1964
3 Electro-distribution: | Sombor | input circuits: | 200A, 200A
4 Type TS1): | zidana trafo-stanica (kula) | output circuit: | 100A, 80A
5 Adresa | I.Milutinovića BB | constant: | 20
6 Number of transformers (if information is available):
7 Installed capacity of each transformer [kW] (if the information is available): | 400 kVA
8 Way of connecting/disconnecting to PL | iz TS
9 PL Control System3) | RTK
10 Control Type4) | CN
11 Extract and meter of PL | 1 | 2 | 3 | 4
12 Type: | T1tY Iskra Kranj
13 Registration number of metering system | 269744
14 Nominal Current [A] (if the information is available) | 5A
15Consumer number: | 92 11233
16Remote Reading [yes/no]: | no
1 Trafo-station (TS) and technical data | TS 11
2 Name: | Sava Kovačević | year: | 2002
3 Electro-distribution: | Sombor | input circuits: | 100A, 100A, 50A
4 Type TS1): | MBTS | output circuit:
5 Adresa | Save Kovačevića BB | constant: | 30
6 Number of transformers (if information is available):
7 Installed capacity of each transformer [kW] (if the information is available): | 630 kVA
8 Way of connecting/disconnecting to PL | iz TS
9 PL Control System3) | RTK
10 Control Type4) | CN
11 Extract and meter of PL | 1 | 2 | 3 | 4
12 Type: | DB2
13 Registration number of metering system | 8294
14 Nominal Current [A] (if the information is available) | 5A
15Consumer number: | 92 60579
16Remote Reading [yes/no]: | no
1 Trafo-station (TS) and technical data | TS 12
2 Name: | Vojvođanska 2 | year: | 2010
3 Electro-distribution: | Sombor | input circuits: | 25A, 100A
4 Type TS1): | Steel Pole | output circuit:
5 Adresa | Vojvođanska BB | constant: | 1
6 Number of transformers (if information is available):
7 Installed capacity of each transformer [kW] (if the information is available): | 400 kVA
8 Way of connecting/disconnecting to PL | iz TS
9 PL Control System3) | Photo - Relay
10 Control Type4) | CN
11 Extract and meter of PL | 1 | 2 | 3 | 4
12 Type: | Sagem
13 Registration number of metering system | 21080222352
14 Nominal Current [A] (if the information is available)
15Consumer number: | 92 200507
16Remote Reading [yes/no]: | no
1 Trafo-station (TS) and technical data | TS 13
2 Name: | Industrial | year: | 2003
3 Electro-distribution: | Sombor | input circuits: | 63A, 160A
4 Type TS1): | Steel Pole | output circuit: | 63A, 63A, 63A
5 Adresa | Petra Drapšina BB | constant: | 1
6 Number of transformers (if information is available):
7 Installed capacity of each transformer [kW] (if the information is available): | 250 kVA
8 Way of connecting/disconnecting to PL | iz TS
9 PL Control System3) | Photo - Relay
10 Control Type4) | CN
11 Extract and meter of PL | 1 | 2 | 3 | 4
12 Type: | CITI DBE2A6
13 Registration number of metering system | 32726
14 Nominal Current [A] (if the information is available) | 10-60A
15Consumer number: | 92 11411
16Remote Reading [yes/no]: | no
1 Trafo-station (TS) and technical data | TS 14
2 Name: | Playground | year: | 1969
3 Electro-distribution: | Sombor | input circuits:
4 Type TS1): | MBTS | output circuit: | 100A, 125A, 100A
5 Adresa | Lenjinova BB | constant: | 20
6 Number of transformers (if information is available):
7 Installed capacity of each transformer [kW] (if the information is available): | 400 kVA
8 Way of connecting/disconnecting to PL | iz TS
9 PL Control System3) | Photo - Relay
10 Control Type4) | CN
11 Extract and meter of PL | 1 | 2 | 3 | 4
12 Type: | T21t Iskra Kranj
13 Registration number of metering system | 899384
14 Nominal Current [A] (if the information is available) | 5A
15Consumer number: | 92 11489
16Remote Reading [yes/no]: | no
1 Trafo-station (TS) and technical data | TS 15
2 Name: | Ekonomija | year: | 1964
3 Electro-distribution: | Sombor | input circuits: | 200A, 200A
4 Type TS1): | zidana trafo-stanica (kula) | output circuit: | 100A, 80A
5 Adresa | Ravnoselski put BB | constant: | 20
6 Number of transformers (if information is available):
7 Installed capacity of each transformer [kW] (if the information is available): | 160 kVA
8 Way of connecting/disconnecting to PL | iz TS
9 PL Control System3) | RTK
10 Control Type4) | CN
11 Extract and meter of PL | 1 | 2 | 3 | 4
12 Type: | T1tY Iskra Kranj
13 Registration number of metering system | 7250246
14 Nominal Current [A] (if the information is available) | 5A
15Consumer number: | 92 63977
16Remote Reading [yes/no]: | no

## Connection Points
Additional information about the Public Lighting Project
Data for connection points
Cluster br. 2 | Zmajevo
Explanations
5) Category Roads |  |  |  | 6) Presence of other installations |  |  |  | 7) Accessibility for mechanisation
Highway | Header |  |  | ED Mreža Al-Ce |  |  |  | For whole mechanisation
Regional | Accessible |  |  | ED Mreža SKS |  |  |  | Only for light vehicles
City street 1 Class | Pedestrian Zone |  |  | TT |  |  |  | For off-road vehicles
City street 2 Class | Decorative-Monument |  |  | Public Transport |  |  |  | Non-accessible
Rural Street | Decorative-Facade |  |  | Cable TV
Other
1 Name of the Street | 29. Novembra
2 Length of the Street [m] | 420
3 Street Category5) | City street 1 Class
4 Total number of connection points | 11
Type of connection point | Number | Height [m] | Estimated distance between the connection points [m] | Number of luminaires per connection point | Presence of other installations 6) | Presence for mechanisation7) | Connected to the transformer station (enter the name of the substation) | Comment
1 | 2 | 3 | 4 | 5 | 6 | 7 | 8 | 9
Wooden Pole | 1 |  | 25 | 0 | ED Mreža Al-Ce | For the whole mechanisation | M. Tita
...
Steel-grid pole | 1 |  | 35 | 1 | ED Mreža Al-Ce | For the whole mechanisation | M. Tita
...
Concrete Pole | 5 |  | 35 | 0 | ED Mreža Al-Ce | For the whole mechanisation | M. Tita
Concrete Pole | 4 |  | 35 | 1 | ED Mreža Al-Ce | For the whole mechanisation | M. Tita
Concrete Pole noseci 40
...
Concrete Pole noceci 60 ugaoni
...
Steel-grid pole
...
Candélabre
...
Brace
...
Wall
...
Advertisement
...
Other
1 Name of the Street | 7. Jula
2 Length of the Street [m] | 652
3 Street Category5) | City street 1 Class
4 Total number of connection points | 20
Type of connection point | Number | Height [m] | Estimated distance between the connection points [m] | Number of luminaires per connection point | Presence of other installations 6) | Presence for mechanisation7) | Connected to the transformer station (enter the name of the substation) | Comment
1 | 2 | 3 | 4 | 5 | 6 | 7 | 8 | 9
Wooden Pole | 4 |  | 35 | 0 | ED Mreža Al-Ce | For the whole mechanisation | Logor
Wooden Pole | 1 | 5.5 | 35 | 1 | ED Mreža Al-Ce | For the whole mechanisation | Logor
Wooden Pole | 1 | 6.5 | 35 | 1 | ED Mreža Al-Ce | For the whole mechanisation | Logor
Steel-grid pole | 3 | 6.5 | 35 | 1 | ED Mreža Al-Ce | For the whole mechanisation | Logor
Steel-grid pole | 1 | 7 | 35 | 1 | ED Mreža Al-Ce | For the whole mechanisation | Logor
Concrete Pole | 5 |  | 35 | 0 | ED Mreža Al-Ce | For the whole mechanisation | Logor
Concrete Pole | 2 | 6 | 35 | 1 | ED Mreža Al-Ce | For the whole mechanisation | Logor
Concrete Pole | 2 | 6.5 | 35 | 1 | ED Mreža Al-Ce | For the whole mechanisation | Logor
Concrete Pole | 1 | 7 | 35 | 1 | ED Mreža Al-Ce | For the whole mechanisation | Logor
Concrete Pole noceci 60 ugaoni
...
Steel-grid pole
...
Candélabre
...
Brace
...
Wall
...
Advertisement
...
Other
1 Name of the Street | Ivana Milutinovića
2 Length of the Street [m] | 1986
3 Street Category5) | Main Road
4 Total number of connection points | 85
Type of connection point | Number | Height [m] | Estimated distance between the connection points [m] | Number of luminaires per connection point | Presence of other installations 6) | Presence for mechanisation7) | Connected to the transformer station (enter the name of the substation) | Comment
1 | 2 | 3 | 4 | 5 | 6 | 7 | 8 | 9
Wooden Pole | 2 |  | 35 | 0 | ED Mreža Al-Ce | For the whole mechanisation | Prvomajska
Wooden Pole | 4 | 6 | 35 | 1 | ED Mreža Al-Ce | For the whole mechanisation | Prvomajska
Wooden Pole | 2 | 6.5 | 35 | 1 | ED Mreža Al-Ce | For the whole mechanisation | Prvomajska
Wooden Pole | 1 |  | 35 | 1 | ED Mreža Al-Ce | For the whole mechanisation | Centre
Wooden Pole | 1 | 6 | 35 | 1 | ED Mreža Al-Ce | For the whole mechanisation | Centre
Steel-grid pole | 1 |  | 35 | 0 | ED Mreža Al-Ce | For the whole mechanisation | Prvomajska
Steel-grid pole | 1 | 7 | 35 | 1 | ED Mreža Al-Ce | For the whole mechanisation | Centre
Steel-grid pole | 1 |  | 35 | 0 | ED Mreža Al-Ce | For the whole mechanisation | Bridge
Steel-grid pole | 1 | 7 | 35 | 1 | ED Mreža Al-Ce | For the whole mechanisation | Bridge
Steel-grid pole | 1 | 7.5 | 35 | 1 | ED Mreža Al-Ce | For the whole mechanisation | Bridge
Steel-grid pole | 1 |  | 35 | 0 | ED Mreža Al-Ce | For the whole mechanisation | I.Milutinovića
Steel-grid pole | 1 | 6.5 | 35 | 1 | ED Mreža Al-Ce | For the whole mechanisation | I.Milutinovića
Steel-grid pole | 1 | 7 | 35 | 1 | ED Mreža Al-Ce | For the whole mechanisation | I.Milutinovića
Concrete Pole | 1 | 6.5 | 35 | 1 | ED Mreža Al-Ce | For the whole mechanisation | Prvomajska
Concrete Pole | 1 | 7 | 35 | 1 | ED Mreža Al-Ce | For the whole mechanisation | Prvomajska
Concrete Pole | 4 |  | 35 | 0 | ED Mreža Al-Ce | For the whole mechanisation | Centre
Concrete Pole | 1 | 6 | 35 | 1 | ED Mreža Al-Ce | For the whole mechanisation | Centre
Concrete Pole | 4 | 6.5 | 35 | 1 | ED Mreža Al-Ce | For the whole mechanisation | Centre
Concrete Pole | 1 | 7 | 35 | 1 | ED Mreža Al-Ce | For the whole mechanisation | Centre
Concrete Pole | 9 |  | 35 | 0 | ED Mreža Al-Ce | For the whole mechanisation | Bridge
Concrete Pole | 1 | 5.5 | 35 | 1 | ED Mreža Al-Ce | For the whole mechanisation | Bridge
Concrete Pole | 3 | 6 | 35 | 1 | ED Mreža Al-Ce | For the whole mechanisation | Bridge
Concrete Pole | 8 | 6.5 | 35 | 1 | ED Mreža Al-Ce | For the whole mechanisation | Bridge
Concrete Pole | 3 | 7 | 35 | 1 | ED Mreža Al-Ce | For the whole mechanisation | Bridge
Concrete Pole | 15 |  | 35 | 0 | ED Mreža Al-Ce | For the whole mechanisation | I.Milutinovića
Concrete Pole | 1 | 5.5 | 35 | 1 | ED Mreža Al-Ce | For the whole mechanisation | I.Milutinovića
Concrete Pole | 4 | 6 | 35 | 1 | ED Mreža Al-Ce | For the whole mechanisation | I.Milutinovića
Concrete Pole | 9 | 6.5 | 35 | 1 | ED Mreža Al-Ce | For the whole mechanisation | I.Milutinovića
Concrete Pole | 2 | 7 | 35 | 1 | ED Mreža Al-Ce | For the whole mechanisation | I.Milutinovića
Concrete Pole noseci 40
...
Concrete Pole noceci 60 ugaoni
...
Steel-grid pole
...
Candélabre
...
Brace
...
Wall
...
Advertisement
...
Other
1 Name of the Street | 8. Marta
2 Length of the Street [m] | 179
3 Street Category5) | City street 1 Class
4 Total number of connection points
Type of connection point | Number | Height [m] | Estimated distance between the connection points [m] | Number of luminaires per connection point | Presence of other installations 6) | Presence for mechanisation7) | Connected to the transformer station (enter the name of the substation) | Comment
1 | 2 | 3 | 4 | 5 | 6 | 7 | 8 | 9
Wooden Pole | 1 |  | 35 | 0 | ED Mreža Al-Ce | For the whole mechanisation | Industrial
Wooden Pole | 1 | 6.5 | 35 | 1 | ED Mreža Al-Ce | For the whole mechanisation | Industrial
Wooden Pole | 1 | 6 | 35 | 1 | ED Mreža Al-Ce | For the whole mechanisation | Industrial
...
Concrete Pole | 2 | 6 | 35 | 1 | ED Mreža Al-Ce | For the whole mechanisation | Industrial
Concrete Pole | 1 |  | 35 | 0 | ED Mreža Al-Ce | For the whole mechanisation | Industrial
...
Steel-grid pole | 2 | 7.5 | 35 | 1 | ED Mreža Al-Ce | For the whole mechanisation | Industrial
...
Other
1 Name of the Street | Balkanska - III nova
2 Length of the Street [m] | 258
3 Street Category5) | City street 1 Class
4 Total number of connection points
Type of connection point | Number | Height [m] | Estimated distance between the connection points [m] | Number of luminaires per connection point | Presence of other installations 6) | Presence for mechanisation7) | Connected to the transformer station (enter the name of the substation) | Comment
1 | 2 | 3 | 4 | 5 | 6 | 7 | 8 | 9
Concrete Pole | 5 | 6 | 40 | 1 | ED Mreža Al-Ce | For the whole mechanisation | Playground
Concrete Pole | 1 | 6.5 | 40 | 1 | ED Mreža Al-Ce | For the whole mechanisation | Playground
...
Other
1 Name of the Street | Hajduk Veljkova - I nova
2 Length of the Street [m] | 316
3 Street Category5) | City street 1 Class
4 Total number of connection points | 8
Type of connection point | Number | Height [m] | Estimated distance between the connection points [m] | Number of luminaires per connection point | Presence of other installations 6) | Presence for mechanisation7) | Connected to the transformer station (enter the name of the substation) | Comment
1 | 2 | 3 | 4 | 5 | 6 | 7 | 8 | 9
Concrete Pole | 4 |  | 40 | 0 | ED Mreža Al-Ce | For the whole mechanisation | Playground
Concrete Pole | 1 | 6 | 40 | 1 | ED Mreža Al-Ce | For the whole mechanisation | Playground
Concrete Pole | 2 | 7 | 40 | 1 | ED Mreža Al-Ce | For the whole mechanisation | Playground
Concrete Pole | 1 | 8 | 40 | 1 | ED Mreža Al-Ce | For the whole mechanisation | Playground
Other
1 Name of the Street | Industrial
2 Length of the Street [m] | 223
3 Street Category5) | City street 1 Class
4 Total number of connection points | 10
Type of connection point | Number | Height [m] | Estimated distance between the connection points [m] | Number of luminaires per connection point | Presence of other installations 6) | Presence for mechanisation7) | Connected to the transformer station (enter the name of the substation) | Comment
1 | 2 | 3 | 4 | 5 | 6 | 7 | 8 | 9
Wooden Pole | 2 |  | 30 | 0 | ED Mreža Al-Ce | For the whole mechanisation | Industrial
Wooden Pole | 1 | 4.5 | 30 | 1 | ED Mreža Al-Ce | For the whole mechanisation | Industrial
Wooden Pole | 1 | 5.5 | 30 | 1 | ED Mreža Al-Ce | For the whole mechanisation | Industrial
...
Stub - Cevasti
...
Concrete Pole | 4 |  | 30 | 0 | ED Mreža Al-Ce | For the whole mechanisation | Industrial
Concrete Pole | 1 | 6.5 | 30 | 1 | ED Mreža Al-Ce | For the whole mechanisation | Industrial
...
Concrete Pole noseci 40
...
Concrete Pole noceci 60 ugaoni
...
Steel-grid pole | 1 | 6 | 30 | 1 | ED Mreža Al-Ce | For the whole mechanisation | Industrial
...
Candélabre
...
Brace
...
Wall
...
Advertisement
...
Other
1 Name of the Street | Ive Lole Ribara
2 Length of the Street [m] | 1000
3 Street Category5) | Main Road
4 Total number of connection points | 24
Type of connection point | Number | Height [m] | Estimated distance between the connection points [m] | Number of luminaires per connection point | Presence of other installations 6) | Presence for mechanisation7) | Connected to the transformer station (enter the name of the substation) | Comment
1 | 2 | 3 | 4 | 5 | 6 | 7 | 8 | 9
...
Concrete Pole | 2 | 7 | 40 | 1 | ED Mreža Al-Ce | For the whole mechanisation | Lenjinova
Concrete Pole | 1 | 6.5 | 40 | 1 | ED Mreža Al-Ce | For the whole mechanisation | Lenjinova
Concrete Pole | 4 | 7 | 35 | 1 | ED Mreža Al-Ce | For the whole mechanisation | Centre
Concrete Pole | 1 | 6.5 | 35 | 1 | ED Mreža Al-Ce | For the whole mechanisation | Centre
Wooden Pole | 1 | 8.5 | 35 | 1 | ED Mreža Al-Ce | For the whole mechanisation | Centre
...
...
Steel-grid pole | 1 | 6 | 35 | 1 | ED Mreža Al-Ce | For the whole mechanisation | Centre
Steel-grid pole | 1 | 7 | 35 | 1 | ED Mreža Al-Ce | For the whole mechanisation | Centre
Steel-grid pole | 1 | 7.5 | 35 | 1 | ED Mreža Al-Ce | For the whole mechanisation | Centre
Concrete Pole | 1 |  | 30 | 0 | ED Mreža Al-Ce | For the whole mechanisation | Ive Lole Ribara
Concrete Pole | 3 | 6 | 30 | 1 | ED Mreža Al-Ce | For the whole mechanisation | Ive Lole Ribara
Concrete Pole | 2 | 6.5 | 30 | 1 | ED Mreža Al-Ce | For the whole mechanisation | Ive Lole Ribara
Concrete Pole | 2 | 7 | 30 | 1 | ED Mreža Al-Ce | For the whole mechanisation | Ive Lole Ribara
Concrete Pole | 2 |  | 30 | 0 | ED Mreža Al-Ce | For the whole mechanisation | Logor
| 1 | 6.5 | 30 | 1 | ED Mreža Al-Ce | For the whole mechanisation | Logor
| 1 | 7.5 | 30 | 1 | ED Mreža Al-Ce | For the whole mechanisation | Logor
Candélabre
...
Brace
...
Wall
...
Advertisement
...
Other
1 Name of the Street | Kozaračka
2 Length of the Street [m] | 916
3 Street Category5) | City street 1 Class
4 Total number of connection points | 19
Type of connection point | Number | Height [m] | Estimated distance between the connection points [m] | Number of luminaires per connection point | Presence of other installations 6) | Presence for mechanisation7) | Connected to the transformer station (enter the name of the substation) | Comment
1 | 2 | 3 | 4 | 5 | 6 | 7 | 8 | 9
Wooden Pole
...
Stub - Cevasti
...
Concrete Pole | 3 |  | 40 | 0 | ED Mreža Al-Ce | For the whole mechanisation | Logor
Concrete Pole | 1 | 6.5 | 40 | 1 | ED Mreža Al-Ce | For the whole mechanisation | Logor
Concrete Pole | 1 | 7.5 | 40 | 1 | ED Mreža Al-Ce | For the whole mechanisation | Logor
Steel-grid pole | 1 |  | 40 | 0 | ED Mreža Al-Ce | For the whole mechanisation | Logor
Steel-grid pole | 1 |  | 40 | 0 | ED Mreža Al-Ce | For the whole mechanisation | Kozaračka
Concrete Pole | 2 |  | 35 | 0 | ED Mreža Al-Ce | For the whole mechanisation | Bridge
Concrete Pole | 1 | 5 | 35 | 1 | ED Mreža Al-Ce | For the whole mechanisation | Bridge
Concrete Pole | 2 | 5.5 | 35 | 1 | ED Mreža Al-Ce | For the whole mechanisation | Bridge
Concrete Pole | 2 | 6 | 35 | 1 | ED Mreža Al-Ce | For the whole mechanisation | Bridge
Concrete Pole | 1 | 7 | 35 | 1 | ED Mreža Al-Ce | For the whole mechanisation | Bridge
...
Steel-grid pole | 1 | 6 | 35 | 1 | ED Mreža Al-Ce | For the whole mechanisation | Bridge
Steel-grid pole | 1 | 7 | 35 | 1 | ED Mreža Al-Ce | For the whole mechanisation | Bridge
Steel-grid pole | 1 | 8 | 35 | 1 | ED Mreža Al-Ce | For the whole mechanisation | Bridge
Steel-grid pole | 1 | 10.5 | 35 | 1 | ED Mreža Al-Ce | For the whole mechanisation | Bridge
Brace
...
Wall
...
Advertisement
...
Other
1 Name of the Street | Lenjinova
2 Length of the Street [m] | 342
3 Street Category5) | City street 1 Class
4 Total number of connection points | 62
Type of connection point | Number | Height [m] | Estimated distance between the connection points [m] | Number of luminaires per connection point | Presence of other installations 6) | Presence for mechanisation7) | Connected to the transformer station (enter the name of the substation) | Comment
1 | 2 | 3 | 4 | 5 | 6 | 7 | 8 | 9
Concrete Pole | 3 |  | 35 | 0 | ED Mreža Al-Ce | For the whole mechanisation | Playground
Concrete Pole | 1 | 6.5 | 35 | 1 | ED Mreža Al-Ce | For the whole mechanisation | Playground
Steel-grid pole | 3 | 7 | 35 | 1 | ED Mreža Al-Ce | For the whole mechanisation | Playground
Steel-grid pole | 1 | 6 | 35 | 1 | ED Mreža Al-Ce | For the whole mechanisation | Playground
Wooden Pole | 3 |  | 35 | 0 | ED Mreža Al-Ce | For the whole mechanisation | Playground
Wooden Pole | 1 | 6.5 | 35 | 1 | ED Mreža Al-Ce | For the whole mechanisation | Playground
Wooden Pole | 1 |  | 35 | 0 | ED Mreža Al-Ce | For the whole mechanisation | M. Tita
Wooden Pole | 1 | 5 | 35 | 1 | ED Mreža Al-Ce | For the whole mechanisation | M. Tita
Wooden Pole | 1 | 7 | 35 | 1 | ED Mreža Al-Ce | For the whole mechanisation | M. Tita
Steel-grid pole | 1 |  | 35
Steel-grid pole | 2 | 6 | 35 | 1 | ED Mreža Al-Ce | For the whole mechanisation | Lenjinova
Steel-grid pole | 1 | 6.5 | 35 | 1 | ED Mreža Al-Ce | For the whole mechanisation | Lenjinova
Steel-grid pole | 1 | 7 | 35 | 1 | ED Mreža Al-Ce | For the whole mechanisation | Lenjinova
Concrete Pole | 4 | 6.5 | 35 | 1 | ED Mreža Al-Ce | For the whole mechanisation | Lenjinova
Concrete Pole | 1 | 6 | 35 | 1 | ED Mreža Al-Ce | For the whole mechanisation | Lenjinova
Concrete Pole | 1 | 7 | 35 | 1 | ED Mreža Al-Ce | For the whole mechanisation | Lenjinova
Concrete Pole | 3 |  | 35 | 0 | ED Mreža Al-Ce | For the whole mechanisation | Lenjinova
Wooden Pole | 4 |  | 35 | 0 | ED Mreža Al-Ce | For the whole mechanisation | Lenjinova
Wooden Pole | 3 | 5 | 35 | 1 | ED Mreža Al-Ce | For the whole mechanisation | Lenjinova
Wooden Pole | 3 | 5.5 | 35 | 1 | ED Mreža Al-Ce | For the whole mechanisation | Lenjinova
Wooden Pole | 1 | 6 | 35 | 1 | ED Mreža Al-Ce | For the whole mechanisation | Lenjinova
Concrete Pole | 2 |  | 30 | 0 | ED Mreža Al-Ce | For the whole mechanisation | Sava Kovačević
Concrete Pole | 3 | 6 | 30 | 1 | ED Mreža Al-Ce | For the whole mechanisation | Sava Kovačević
Concrete Pole | 1 | 6.5 | 30 | 1 | ED Mreža Al-Ce | For the whole mechanisation | Sava Kovačević
Wooden Pole | 1 |  | 30 | 0 | ED Mreža Al-Ce | For the whole mechanisation | Sava Kovačević
Wooden Pole | 2 | 6 | 30 | 1 | ED Mreža Al-Ce | For the whole mechanisation | Sava Kovačević
Steel-grid pole | 2 | 7 | 35 | 1 | ED Mreža Al-Ce | For the whole mechanisation | Industrial
Steel-grid pole | 1 | 7.5 | 35 | 1 | ED Mreža Al-Ce | For the whole mechanisation | Industrial
Concrete Pole | 4 |  | 35 | 0 | ED Mreža Al-Ce | For the whole mechanisation | Industrial
Concrete Pole | 1 | 6.5 | 35 | 1 | ED Mreža Al-Ce | For the whole mechanisation | Industrial
Concrete Pole | 1 | 7 | 35 | 1 | ED Mreža Al-Ce | For the whole mechanisation | Industrial
Wooden Pole | 3 |  | 35 | 0 | ED Mreža Al-Ce | For the whole mechanisation | Industrial
Wooden Pole | 1 | 6 | 35 | 1 | ED Mreža Al-Ce | For the whole mechanisation | Industrial
Other
1 Name of the Street | Mađarska
2 Length of the Street [m] | 325
3 Street Category5) | City street 1 Class
4 Total number of connection points | 9
Type of connection point | Number | Height [m] | Estimated distance between the connection points [m] | Number of luminaires per connection point | Presence of other installations 6) | Presence for mechanisation7) | Connected to the transformer station (enter the name of the substation) | Comment
1 | 2 | 3 | 4 | 5 | 6 | 7 | 8 | 9
Concrete Pole | 4 | 7 | 30 | 1 | ED Mreža Al-Ce | For the whole mechanisation | I.Milutinovića
Concrete Pole | 4 | 6.5 | 30 | 1 | ED Mreža Al-Ce | For the whole mechanisation | I.Milutinovića
Stub - Cevasti
...
Concrete Pole
...
Concrete Pole noseci 40
...
Concrete Pole noceci 60 ugaoni
...
Steel-grid pole | 1 | 7.5 | 30 | 1 | ED Mreža Al-Ce | For the whole mechanisation | I.Milutinovića
...
Candélabre
...
Brace
...
Wall
...
Advertisement
...
Other
1 Name of the Street | Maršala Tita
2 Length of the Street [m] | 1402
3 Street Category5) | Main Road
4 Total number of connection points | 71
Type of connection point | Number | Height [m] | Estimated distance between the connection points [m] | Number of luminaires per connection point | Presence of other installations 6) | Presence for mechanisation7) | Connected to the transformer station (enter the name of the substation) | Comment
1 | 2 | 3 | 4 | 5 | 6 | 7 | 8 | 9
Wooden Pole | 2 |  | 30 | 0 | ED Mreža Al-Ce | For the whole mechanisation | Industrial
Wooden Pole | 3 | 6.5 | 30 | 1 | ED Mreža Al-Ce | For the whole mechanisation | Industrial
Wooden Pole | 1 | 6 | 30 | 1 | ED Mreža Al-Ce | For the whole mechanisation | Industrial
...
Concrete Pole | 3 |  | 30 | 0 | ED Mreža Al-Ce | For the whole mechanisation | Industrial
Concrete Pole | 1 | 6 | 30 | 1 | ED Mreža Al-Ce | For the whole mechanisation | Industrial
Steel-grid pole | 1 | 6.5 | 30 | 1 | ED Mreža Al-Ce | For the whole mechanisation | Industrial
Concrete Pole | 4 |  | 30 | 0 | ED Mreža Al-Ce | For the whole mechanisation | Sava Kovačević
Concrete Pole | 1 | 6.5 | 30 | 1 | ED Mreža Al-Ce | For the whole mechanisation | Sava Kovačević
Concrete Pole | 1 | 7.5 | 30 | 1 | ED Mreža Al-Ce | For the whole mechanisation | Sava Kovačević
Concrete Pole | 1 | 7 | 30 | 1 | ED Mreža Al-Ce | For the whole mechanisation | Sava Kovačević
Wooden Pole | 3 |  | 30 | 0 | ED Mreža Al-Ce | For the whole mechanisation | Sava Kovačević
Wooden Pole | 2 | 6 | 30 | 1 | ED Mreža Al-Ce | For the whole mechanisation | Sava Kovačević
Wooden Pole | 2 | 6.5 | 30 | 1 | ED Mreža Al-Ce | For the whole mechanisation | Sava Kovačević
Wooden Pole | 1 | 7 | 30 | 1 | ED Mreža Al-Ce | For the whole mechanisation | Sava Kovačević
...
Steel-grid pole | 1 | 7 | 30 | 1 | ED Mreža Al-Ce | For the whole mechanisation | Sava Kovačević
...
Concrete Pole | 2 |  | 30 | 0 | ED Mreža Al-Ce | For the whole mechanisation | Lenjinova
Concrete Pole | 5 | 6.5 | 30 | 1 | ED Mreža Al-Ce | For the whole mechanisation | Lenjinova
Concrete Pole | 2 | 7 | 30 | 1 | ED Mreža Al-Ce | For the whole mechanisation | Lenjinova
Concrete Pole | 1 | 7.5 | 30 | 1 | ED Mreža Al-Ce | For the whole mechanisation | Lenjinova
Concrete Pole | 3 |  | 30 | 0 | ED Mreža Al-Ce | For the whole mechanisation | M. Tita
Concrete Pole | 4 | 6.5 | 30 | 1 | ED Mreža Al-Ce | For the whole mechanisation | M. Tita
Concrete Pole | 2 | 7 | 30 | 1 | ED Mreža Al-Ce | For the whole mechanisation | M. Tita
Concrete Pole | 2 |  | 40 | 0 | ED Mreža Al-Ce | For the whole mechanisation | Playground
Concrete Pole | 2 | 7 | 40 | 1 | ED Mreža Al-Ce | For the whole mechanisation | Playground
Wooden Pole | 3 |  | 40 | 0 | ED Mreža Al-Ce | For the whole mechanisation | Playground
Wooden Pole | 3 | 6.5 | 40 | 1 | ED Mreža Al-Ce | For the whole mechanisation | Playground
Steel-grid pole | 1 | 7.5 | 40 | 1 | ED Mreža Al-Ce | For the whole mechanisation | Playground
Concrete Pole | 10 |  | 40 | 0 | ED Mreža Al-Ce | For the whole mechanisation | Ekonomija
| 1 | 6 | 40 | 1 | ED Mreža Al-Ce | For the whole mechanisation | Ekonomija
| 1 | 6.5 | 40 | 1 | ED Mreža Al-Ce | For the whole mechanisation | Ekonomija
| 1 | 7.5 | 40 | 1 | ED Mreža Al-Ce | For the whole mechanisation | Ekonomija
... | 1 | 8 | 40 | 1 | ED Mreža Al-Ce | For the whole mechanisation | Ekonomija
Other
1 Name of the Street | Milankova
2 Length of the Street [m] | 495
3 Street Category5) | Main Road
4 Total number of connection points | 16
Type of connection point | Number | Height [m] | Estimated distance between the connection points [m] | Number of luminaires per connection point | Presence of other installations 6) | Presence for mechanisation7) | Connected to the transformer station (enter the name of the substation) | Comment
1 | 2 | 3 | 4 | 5 | 6 | 7 | 8 | 9
Wooden Pole
...
Stub - Cevasti
...
Concrete Pole | 5 | 6.5 | 35 | 1 | ED Mreža Al-Ce | For the whole mechanisation | Lenjinova
Concrete Pole | 1 | 6.5 | 35 | 2 | ED Mreža Al-Ce | For the whole mechanisation | Lenjinova
Concrete Pole | 3 | 7 | 35 | 1 | ED Mreža Al-Ce | For the whole mechanisation | Lenjinova
Concrete Pole | 1 | 6 | 35 | 1 | ED Mreža Al-Ce | For the whole mechanisation | Lenjinova
Concrete Pole | 1 | 9 | 35 | 1 | ED Mreža Al-Ce | For the whole mechanisation | Lenjinova
Concrete Pole | 1 | 10 | 35 | 1 | ED Mreža Al-Ce | For the whole mechanisation | Lenjinova
Concrete Pole | 3 |  | 35 | 0 | ED Mreža Al-Ce | For the whole mechanisation | Lenjinova
Concrete Pole noceci 60 ugaoni
...
Steel-grid pole | 1 |  | 35 | 0 | ED Mreža Al-Ce | For the whole mechanisation | Lenjinova
...
Candélabre
...
Brace
...
Wall
...
Advertisement
...
Other
1 Name of the Street | Partizanska
2 Length of the Street [m] | 193
3 Street Category5) | City street 1 Class
4 Total number of connection points | 5
Type of connection point | Number | Height [m] | Estimated distance between the connection points [m] | Number of luminaires per connection point | Presence of other installations 6) | Presence for mechanisation7) | Connected to the transformer station (enter the name of the substation) | Comment
1 | 2 | 3 | 4 | 5 | 6 | 7 | 8 | 9
Wooden Pole | 1 | 6 | 35 | 1 | ED Mreža Al-Ce | For the whole mechanisation | Vojvođanska 1
Wooden Pole | 1 | 6.5 | 35 | 1 | ED Mreža Al-Ce | For the whole mechanisation | Vojvođanska 2
...
Stub - Cevasti
...
Concrete Pole | 1 |  | 35 | 0 | ED Mreža Al-Ce | For the whole mechanisation | Vojvođanska 1
Concrete Pole | 1 | 6.5 | 35 | 1 | ED Mreža Al-Ce | For the whole mechanisation | Vojvođanska 2
Concrete Pole noseci 40
...
Concrete Pole noceci 60 ugaoni
...
Steel-grid pole | 1 | 7 | 35 | 1 | ED Mreža Al-Ce | For the whole mechanisation | Vojvođanska 2
...
Candélabre
...
Brace
...
Wall
...
Advertisement
...
Other
1 Name of the Street | Petar Kočić - II nova
2 Length of the Street [m] | 308
3 Street Category5) | City street 1 Class
4 Total number of connection points | 7
Type of connection point | Number | Height [m] | Estimated distance between the connection points [m] | Number of luminaires per connection point | Presence of other installations 6) | Presence for mechanisation7) | Connected to the transformer station (enter the name of the substation) | Comment
1 | 2 | 3 | 4 | 5 | 6 | 7 | 8 | 9
Wooden Pole
...
Stub - Cevasti
...
Concrete Pole | 4 |  | 40 | 0 | ED Mreža Al-Ce | For the whole mechanisation | Playground
Concrete Pole | 2 | 6.5 | 40 | 1 | ED Mreža Al-Ce | For the whole mechanisation | Playground
Concrete Pole | 1 | 7 | 40 | 1 | ED Mreža Al-Ce | For the whole mechanisation | Playground
Concrete Pole noseci 40
...
Concrete Pole noceci 60 ugaoni
...
Steel-grid pole
...
Candélabre
...
Brace
...
Wall
...
Advertisement
...
Other
1 Name of the Street | Petefi Šandora
2 Length of the Street [m] | 274
3 Street Category5) | City street 1 Class
4 Total number of connection points | 7
Type of connection point | Number | Height [m] | Estimated distance between the connection points [m] | Number of luminaires per connection point | Presence of other installations 6) | Presence for mechanisation7) | Connected to the transformer station (enter the name of the substation) | Comment
1 | 2 | 3 | 4 | 5 | 6 | 7 | 8 | 9
Wooden Pole | 3 |  | 35 | 0 | ED Mreža Al-Ce | For the whole mechanisation | Vojvođanska 1
Wooden Pole | 1 | 5 | 35 | 1 | ED Mreža Al-Ce | For the whole mechanisation | Vojvođanska 2
Wooden Pole | 1 | 5.5 | 35 | 1 | ED Mreža Al-Ce | For the whole mechanisation | Vojvođanska 3
Wooden Pole | 1 | 6 | 35 | 1 | ED Mreža Al-Ce | For the whole mechanisation | Vojvođanska 4
Concrete Pole
...
Concrete Pole noseci 40
...
Concrete Pole noceci 60 ugaoni
...
Steel-grid pole | 1 | 7.5 | 35 | 1 | ED Mreža Al-Ce | For the whole mechanisation | Vojvođanska 4
...
Candélabre
...
Brace
...
Wall
...
Advertisement
...
Other
1 Name of the Street | Petra Drapšina
2 Length of the Street [m] | 1867
3 Street Category5) | City street 1 Class
4 Total number of connection points | 54
Type of connection point | Number | Height [m] | Estimated distance between the connection points [m] | Number of luminaires per connection point | Presence of other installations 6) | Presence for mechanisation7) | Connected to the transformer station (enter the name of the substation) | Comment
1 | 2 | 3 | 4 | 5 | 6 | 7 | 8 | 9
Wooden Pole
...
Stub - Cevasti
...
Concrete Pole | 6 |  | 35 | 0 | ED Mreža Al-Ce | For the whole mechanisation | Industrial
Concrete Pole | 2 | 7.5 | 35 | 1 | ED Mreža Al-Ce | For the whole mechanisation | Industrial
Concrete Pole | 1 | 6.5 | 35 | 1 | ED Mreža Al-Ce | For the whole mechanisation | Industrial
Concrete Pole | 2 | 6 | 35 | 1 | ED Mreža Al-Ce | For the whole mechanisation | Industrial
Concrete Pole | 1 | 5.5 | 35 | 1 | ED Mreža Al-Ce | For the whole mechanisation | Industrial
Concrete Pole | 1 | 7 | 35 | 1 | ED Mreža Al-Ce | For the whole mechanisation | Industrial
Concrete Pole | 3 |  | 35 | 0 | ED Mreža Al-Ce | For the whole mechanisation | Centre
Concrete Pole | 2 | 5.5 | 35 | 1 | ED Mreža Al-Ce | For the whole mechanisation | Centre
Concrete Pole | 1 | 6 | 35 | 1 | ED Mreža Al-Ce | For the whole mechanisation | Centre
Concrete Pole | 1 | 6.5 | 35 | 1 | ED Mreža Al-Ce | For the whole mechanisation | Centre
Concrete Pole | 1 | 7 | 35 | 1 | ED Mreža Al-Ce | For the whole mechanisation | Centre
Concrete Pole | 1 | 8 | 35 | 1 | ED Mreža Al-Ce | For the whole mechanisation | Centre
Concrete Pole | 10 |  | 35 | 0 | ED Mreža Al-Ce | For the whole mechanisation | Sava Kovačević
Concrete Pole | 5 | 6 | 35 | 1 | ED Mreža Al-Ce | For the whole mechanisation | Sava Kovačević
Concrete Pole | 2 | 5.5 | 35 | 1 | ED Mreža Al-Ce | For the whole mechanisation | Sava Kovačević
Concrete Pole | 4 |  | 35 | 0 | ED Mreža Al-Ce | For the whole mechanisation | Prvomajska
Concrete Pole | 4 | 6.5 | 35 | 1 | ED Mreža Al-Ce | For the whole mechanisation | Prvomajska
Concrete Pole | 1 | 6 | 35 | 1 | ED Mreža Al-Ce | For the whole mechanisation | Prvomajska
Concrete Pole noseci 40
...
Concrete Pole noceci 60 ugaoni
...
Steel-grid pole | 2 |  | 35 | 0 | ED Mreža Al-Ce | For the whole mechanisation | Industrial
Steel-grid pole | 1 | 7.5 | 35 | 1 | ED Mreža Al-Ce | For the whole mechanisation | Industrial
Steel-grid pole | 1 | 6.5 | 35 | 1 | ED Mreža Al-Ce | For the whole mechanisation | Sava Kovačević
Steel-grid pole | 1 | 6 | 35 | 2 | ED Mreža Al-Ce | For the whole mechanisation | Sava Kovačević
Steel-grid pole | 1 |  | 35 | 0 | ED Mreža Al-Ce | For the whole mechanisation | Prvomajska
Brace
...
Wall
...
Advertisement
...
Other
1 Name of the Street | Proleterska
2 Length of the Street [m] | 240
3 Street Category5) | City street 1 Class
4 Total number of connection points | 8
Type of connection point | Number | Height [m] | Estimated distance between the connection points [m] | Number of luminaires per connection point | Presence of other installations 6) | Presence for mechanisation7) | Connected to the transformer station (enter the name of the substation) | Comment
1 | 2 | 3 | 4 | 5 | 6 | 7 | 8 | 9
Wooden Pole
...
Stub - Cevasti
...
Concrete Pole | 3 |  | 30 | 0 | ED Mreža Al-Ce | For the whole mechanisation | Logor
Concrete Pole | 1 | 6.5 | 30 | 1 | ED Mreža Al-Ce | For the whole mechanisation | Logor
...
Concrete Pole noseci 40
...
Concrete Pole noceci 60 ugaoni
...
Steel-grid pole | 1 | 6 | 30 | 1 | ED Mreža Al-Ce | For the whole mechanisation | Logor
... | 1 | 6.5 | 30 | 1 | ED Mreža Al-Ce | For the whole mechanisation | Logor
Candélabre | 2 | 7.5 | 30 | 1 | ED Mreža Al-Ce | For the whole mechanisation | Logor
...
Brace
...
Wall
...
Advertisement
...
Other
1 Name of the Street | prvi maj
2 Length of the Street [m] | 734
3 Street Category5) | City street 1 Class
4 Total number of connection points | 21
Type of connection point | Number | Height [m] | Estimated distance between the connection points [m] | Number of luminaires per connection point | Presence of other installations 6) | Presence for mechanisation7) | Connected to the transformer station (enter the name of the substation) | Comment
1 | 2 | 3 | 4 | 5 | 6 | 7 | 8 | 9
Wooden Pole | 1 |  | 30 | 0 | ED Mreža Al-Ce | For the whole mechanisation | Vojvođanska 1
Wooden Pole | 1 | 6 | 30 | 1 | ED Mreža Al-Ce | For the whole mechanisation | Vojvođanska 2
Stub - Cevasti
...
Concrete Pole | 4 |  | 30 | 0 | ED Mreža Al-Ce | For the whole mechanisation | Vojvođanska 1
Concrete Pole | 2 | 6.5 | 30 | 1 | ED Mreža Al-Ce | For the whole mechanisation | Vojvođanska 2
Concrete Pole | 2 |  | 30 | 0 | ED Mreža Al-Ce | For the whole mechanisation | Prvomajska
Concrete Pole | 4 |  | 35 | 0 | ED Mreža Al-Ce | For the whole mechanisation | M. Tita
Concrete Pole | 2 | 6.5 | 35 | 1 | ED Mreža Al-Ce | For the whole mechanisation | M. Tita
Concrete Pole noseci 40
...
Concrete Pole noceci 60 ugaoni
...
Steel-grid pole | 1 | 6.5 | 30 | 1 | ED Mreža Al-Ce | For the whole mechanisation | Vojvođanska 2
Steel-grid pole | 1 | 7.5 | 30 | 2 | ED Mreža Al-Ce | For the whole mechanisation | Vojvođanska 3
Steel-grid pole | 2 | 7.5 | 30 | 1 | ED Mreža Al-Ce | For the whole mechanisation | Prvomajska
Steel-grid pole | 1 |  | 35 | 0 | ED Mreža Al-Ce | For the whole mechanisation | M. Tita
Candélabre
...
Brace
...
Wall
...
Advertisement
...
Other
1 Name of the Street | Radnička
2 Length of the Street [m] | 653
3 Street Category5) | City street 1 Class
4 Total number of connection points | 19
Type of connection point | Number | Height [m] | Estimated distance between the connection points [m] | Number of luminaires per connection point | Presence of other installations 6) | Presence for mechanisation7) | Connected to the transformer station (enter the name of the substation) | Comment
1 | 2 | 3 | 4 | 5 | 6 | 7 | 8 | 9
Wooden Pole | 2 |  | 35 | 0 | ED Mreža Al-Ce | For the whole mechanisation | Vojvođanska 1
Wooden Pole | 2 | 6 | 35 | 1 | ED Mreža Al-Ce | For the whole mechanisation | Vojvođanska 2
Stub - Cevasti
...
Concrete Pole | 6 |  | 35 | 0 | ED Mreža Al-Ce | For the whole mechanisation | Vojvođanska 1
Concrete Pole | 3 | 6 | 35 | 1 | ED Mreža Al-Ce | For the whole mechanisation | Vojvođanska 2
Concrete Pole | 1 | 6.5 | 35 | 1 | ED Mreža Al-Ce | For the whole mechanisation | Vojvođanska 3
Concrete Pole | 1 | 7 | 35 | 1 | ED Mreža Al-Ce | For the whole mechanisation | Vojvođanska 4
...
Concrete Pole noceci 60 ugaoni
...
Steel-grid pole | 3 | 7.5 | 35 | 1 | ED Mreža Al-Ce | For the whole mechanisation | Vojvođanska 4
Steel-grid pole | 1 | 7 | 35 | 1 | ED Mreža Al-Ce | For the whole mechanisation | Vojvođanska 5
Candélabre
...
Brace
...
Wall
...
Advertisement
...
Other
1 Name of the Street | Radoje Domanovića - IV nova
2 Length of the Street [m] | 522
3 Street Category5) | City street 1 Class
4 Total number of connection points | 13
Type of connection point | Number | Height [m] | Estimated distance between the connection points [m] | Number of luminaires per connection point | Presence of other installations 6) | Presence for mechanisation7) | Connected to the transformer station (enter the name of the substation) | Comment
1 | 2 | 3 | 4 | 5 | 6 | 7 | 8 | 9
Wooden Pole | 2 |  | 35 |  | ED Mreža Al-Ce | For the whole mechanisation | Playground
Wooden Pole | 3 | 6 | 35 | 1 | ED Mreža Al-Ce | For the whole mechanisation | Playground
Wooden Pole | 2 | 6.5 | 35 | 1 | ED Mreža Al-Ce | For the whole mechanisation | Playground
...
Concrete Pole | 2 |  | 35 |  | ED Mreža Al-Ce | For the whole mechanisation | Playground
Concrete Pole | 1 | 6 | 35 | 1 | ED Mreža Al-Ce | For the whole mechanisation | Playground
Concrete Pole | 1 | 6.5 | 35 | 1 | ED Mreža Al-Ce | For the whole mechanisation | Playground
...
Concrete Pole noceci 60 ugaoni
...
Steel-grid pole | 1 | 6.5 | 35 | 1 | ED Mreža Al-Ce | For the whole mechanisation | Playground
Steel-grid pole | 1 | 7.5 | 35 | 1 | ED Mreža Al-Ce | For the whole mechanisation | Playground
Candélabre
...
Brace
...
Wall
...
Advertisement
...
Other
1 Name of the Street | Save Kovačevića
2 Length of the Street [m] | 356
3 Street Category5) | City street 1 Class
4 Total number of connection points | 8
Type of connection point | Number | Height [m] | Estimated distance between the connection points [m] | Number of luminaires per connection point | Presence of other installations 6) | Presence for mechanisation7) | Connected to the transformer station (enter the name of the substation) | Comment
1 | 2 | 3 | 4 | 5 | 6 | 7 | 8 | 9
Wooden Pole | 6 |  | 30 | 0 | ED Mreža Al-Ce | For the whole mechanisation | Sava Kovačević
Wooden Pole | 1 | 6 | 30 | 1 | ED Mreža Al-Ce | For the whole mechanisation | Sava Kovačević
Stub - Cevasti
...
Concrete Pole | 1 |  | 30 | 0 | ED Mreža Al-Ce | For the whole mechanisation | Sava Kovačević
...
Concrete Pole noseci 40
...
Concrete Pole noceci 60 ugaoni
...
Steel-grid pole
...
Candélabre
...
Brace
...
Wall
...
Advertisement
...
Other
1 Name of the Street | Sime Šolaje
2 Length of the Street [m] | 260
3 Street Category5) | City street 1 Class
4 Total number of connection points | 13
Type of connection point | Number | Height [m] | Estimated distance between the connection points [m] | Number of luminaires per connection point | Presence of other installations 6) | Presence for mechanisation7) | Connected to the transformer station (enter the name of the substation) | Comment
1 | 2 | 3 | 4 | 5 | 6 | 7 | 8 | 9
Wooden Pole | 1 |  | 25 | 0 | ED Mreža Al-Ce | For the whole mechanisation | Logor
Wooden Pole | 1 | 5.5 | 25 | 1 | ED Mreža Al-Ce | For the whole mechanisation | Logor
Stub - Cevasti
...
Concrete Pole | 2 |  | 25 | 0 | ED Mreža Al-Ce | For the whole mechanisation | Logor
Concrete Pole | 2 | 6.5 | 25 | 1 | ED Mreža Al-Ce | For the whole mechanisation | Logor
Concrete Pole | 1 | 6 | 25 | 1 | ED Mreža Al-Ce | For the whole mechanisation | Logor
Concrete Pole | 2 | 7 | 25 | 1 | ED Mreža Al-Ce | For the whole mechanisation | Logor
Concrete Pole noseci 40
...
Concrete Pole noceci 60 ugaoni
...
Steel-grid pole | 1 |  | 25 | 0 | ED Mreža Al-Ce | For the whole mechanisation | Logor
Steel-grid pole | 1 | 6.5 | 25 | 1 | ED Mreža Al-Ce | For the whole mechanisation | Logor
Steel-grid pole | 2 | 7.5 | 25 | 1 | ED Mreža Al-Ce | For the whole mechanisation | Logor
...
Brace
...
Wall
...
Advertisement
...
Other
1 Name of the Street | Srbobranski put
2 Length of the Street [m] | 472
3 Street Category5) | City street 1 Class
4 Total number of connection points | 11
Type of connection point | Number | Height [m] | Estimated distance between the connection points [m] | Number of luminaires per connection point | Presence of other installations 6) | Presence for mechanisation7) | Connected to the transformer station (enter the name of the substation) | Comment
1 | 2 | 3 | 4 | 5 | 6 | 7 | 8 | 9
Wooden Pole | 2 |  | 40 | 0 | ED Mreža Al-Ce | For the whole mechanisation | Lenjinova
Wooden Pole | 2 | 5.5 | 40 | 1 | ED Mreža Al-Ce | For the whole mechanisation | Lenjinova
Wooden Pole | 1 | 6.5 | 40 | 1 | ED Mreža Al-Ce | For the whole mechanisation | Lenjinova
Wooden Pole | 1 | 8 | 40 | 1 | ED Mreža Al-Ce | For the whole mechanisation | Lenjinova
...
Concrete Pole | 3 |  | 40 | 0 | ED Mreža Al-Ce | For the whole mechanisation | Lenjinova
Concrete Pole | 1 | 6.5 | 40 | 1 | ED Mreža Al-Ce | For the whole mechanisation | Lenjinova
Concrete Pole noseci 40
...
Concrete Pole noceci 60 ugaoni
...
Steel-grid pole | 1 | 7.5 | 40 | 1 | ED Mreža Al-Ce | For the whole mechanisation | Lenjinova
...
Candélabre
...
Brace
...
Wall
...
Advertisement
...
Other
1 Name of the Street | Stražilovska
2 Length of the Street [m] | 574
3 Street Category5) | City street 1 Class
4 Total number of connection points | 11
Type of connection point | Number | Height [m] | Estimated distance between the connection points [m] | Number of luminaires per connection point | Presence of other installations 6) | Presence for mechanisation7) | Connected to the transformer station (enter the name of the substation) | Comment
1 | 2 | 3 | 4 | 5 | 6 | 7 | 8 | 9
Wooden Pole | 3 |  | 35 | 0 | ED Mreža Al-Ce | For the whole mechanisation | Industrial
Wooden Pole | 2 | 6 | 35 | 1 | ED Mreža Al-Ce | For the whole mechanisation | Industrial
Stub - Cevasti
...
Concrete Pole | 3 |  | 35 | 0 | ED Mreža Al-Ce | For the whole mechanisation | Industrial
Concrete Pole | 1 | 7 | 35 | 1 | ED Mreža Al-Ce | For the whole mechanisation | Industrial
Concrete Pole noseci 40
...
Concrete Pole noceci 60 ugaoni
...
Steel-grid pole | 2 | 7 | 35 | 1 | ED Mreža Al-Ce | For the whole mechanisation | Industrial
...
Candélabre
...
Brace
...
Wall
...
Advertisement
...
Other
1 Name of the Street | Turinski put
2 Length of the Street [m] | 301
3 Street Category5) | City street 1 Class
4 Total number of connection points | 9
Type of connection point | Number | Height [m] | Estimated distance between the connection points [m] | Number of luminaires per connection point | Presence of other installations 6) | Presence for mechanisation7) | Connected to the transformer station (enter the name of the substation) | Comment
1 | 2 | 3 | 4 | 5 | 6 | 7 | 8 | 9
Wooden Pole | 1 |  | 40 | 0 | ED Mreža Al-Ce | For the whole mechanisation | Lenjinova
Wooden Pole | 3 | 6 | 40 | 1 | ED Mreža Al-Ce | For the whole mechanisation | Lenjinova
Stub - Cevasti
...
Concrete Pole | 1 |  | 40 | 0 | ED Mreža Al-Ce | For the whole mechanisation | Lenjinova
Concrete Pole | 2 | 6.5 | 40 | 1 | ED Mreža Al-Ce | For the whole mechanisation | Lenjinova
Concrete Pole | 1 | 6 | 40 | 1 | ED Mreža Al-Ce | For the whole mechanisation | Lenjinova
Concrete Pole noseci 40
...
Concrete Pole noceci 60 ugaoni
...
Steel-grid pole | 1 | 8 | 40 | 1 | ED Mreža Al-Ce | For the whole mechanisation | Lenjinova
...
Candélabre
...
Brace
...
Wall
...
Advertisement
...
Other
1 Name of the Street | Vlade Ćetkovića
2 Length of the Street [m] | 422
3 Street Category5) | Main Road
4 Total number of connection points | 9
Type of connection point | Number | Height [m] | Estimated distance between the connection points [m] | Number of luminaires per connection point | Presence of other installations 6) | Presence for mechanisation7) | Connected to the transformer station (enter the name of the substation) | Comment
1 | 2 | 3 | 4 | 5 | 6 | 7 | 8 | 9
Wooden Pole | 1 | 6 | 35 | 1 | ED Mreža Al-Ce | For the whole mechanisation | Bridge
Wooden Pole | 4 |  | 35 | 0 | ED Mreža Al-Ce | For the whole mechanisation | Kozaračka
Wooden Pole | 1 | 6 | 35 | 1 | ED Mreža Al-Ce | For the whole mechanisation | Kozaračka
...
Concrete Pole | 1 |  | 35 | 0 | ED Mreža Al-Ce | For the whole mechanisation | Kozaračka
Concrete Pole | 1 | 6.5 | 35 | 1 | ED Mreža Al-Ce | For the whole mechanisation | Kozaračka
Concrete Pole | 1 | 7 | 35 | 1 | ED Mreža Al-Ce | For the whole mechanisation | Kozaračka
Concrete Pole noseci 40
...
Concrete Pole noceci 60 ugaoni
...
Steel-grid pole
...
Candélabre
...
Brace
...
Wall
...
Advertisement
...
Other
1 Name of the Street | Vojvođanska
2 Length of the Street [m] | 1955
3 Street Category5) | City street 1 Class
4 Total number of connection points | 65
Type of connection point | Number | Height [m] | Estimated distance between the connection points [m] | Number of luminaires per connection point | Presence of other installations 6) | Presence for mechanisation7) | Connected to the transformer station (enter the name of the substation) | Comment
1 | 2 | 3 | 4 | 5 | 6 | 7 | 8 | 9
Wooden Pole | 4 |  | 30 | 0 | ED Mreža Al-Ce | For the whole mechanisation | Ive Lole Ribara
Wooden Pole | 2 | 6 | 30 | 1 | ED Mreža Al-Ce | For the whole mechanisation | Ive Lole Ribara
Wooden Pole | 1 | 6.5 | 30 | 1 | ED Mreža Al-Ce | For the whole mechanisation | Ive Lole Ribara
Wooden Pole | 1 | 5 | 30 | 1 | ED Mreža Al-Ce | For the whole mechanisation | Ive Lole Ribara
Wooden Pole | 1 | 5 | 30 | 1 | ED Mreža Al-Ce | For the whole mechanisation | Kozaračka
Wooden Pole | 1 | 6 | 30 | 1 | ED Mreža Al-Ce | For the whole mechanisation | Kozaračka
Wooden Pole | 1 | 6.5 | 30 | 1 | ED Mreža Al-Ce | For the whole mechanisation | Kozaračka
Wooden Pole | 4 |  | 30 | 0 | ED Mreža Al-Ce | For the whole mechanisation | Vojvođanska 3
Wooden Pole | 4 | 6 | 30 | 1 | ED Mreža Al-Ce | For the whole mechanisation | Vojvođanska 4
Wooden Pole | 4 | 5.5 | 30 | 1 | ED Mreža Al-Ce | For the whole mechanisation | Vojvođanska 5
Wooden Pole | 1 | 5 | 30 | 1 | ED Mreža Al-Ce | For the whole mechanisation | Vojvođanska 6
...
Concrete Pole | 5 |  | 30 | 0 | ED Mreža Al-Ce | For the whole mechanisation | Vojvođanska 1
Concrete Pole | 4 | 6.5 | 30 | 1 | ED Mreža Al-Ce | For the whole mechanisation | Vojvođanska 2
Concrete Pole | 1 | 7 | 30 | 1 | ED Mreža Al-Ce | For the whole mechanisation | Vojvođanska 3
Concrete Pole | 5 |  | 30 | 0 | ED Mreža Al-Ce | For the whole mechanisation | Ive Lole Ribara
Concrete Pole | 5 | 6.5 | 30 | 1 | ED Mreža Al-Ce | For the whole mechanisation | Ive Lole Ribara
Concrete Pole | 1 | 7 | 30 | 1 | ED Mreža Al-Ce | For the whole mechanisation | Ive Lole Ribara
Concrete Pole | 1 | 6 | 30 | 1 | ED Mreža Al-Ce | For the whole mechanisation | Ive Lole Ribara
Concrete Pole | 3 |  | 30 | 0 | ED Mreža Al-Ce | For the whole mechanisation | Kozaračka
Concrete Pole | 1 | 6 | 30 | 1 | ED Mreža Al-Ce | For the whole mechanisation | Kozaračka
Concrete Pole | 3 |  | 30 | 0 | ED Mreža Al-Ce | For the whole mechanisation | Vojvođanska 2
Concrete Pole | 1 | 6 | 30 | 1 | ED Mreža Al-Ce | For the whole mechanisation | Vojvođanska 3
Concrete Pole | 1 | 6.5 | 30 | 1 | ED Mreža Al-Ce | For the whole mechanisation | Vojvođanska 4
Concrete Pole noseci 40
...
Concrete Pole noceci 60 ugaoni
...
Steel-grid pole | 1 | 7 | 30 | 1 | ED Mreža Al-Ce | For the whole mechanisation | I.Milutinovića
Steel-grid pole | 2 |  | 30 | 0 | ED Mreža Al-Ce | For the whole mechanisation | Vojvođanska 1
Steel-grid pole | 2 |  | 30 | 0 | ED Mreža Al-Ce | For the whole mechanisation | Ive Lole Ribara
Steel-grid pole | 1 | 6 | 30 | 1 | ED Mreža Al-Ce | For the whole mechanisation | Kozaračka
Steel-grid pole | 1 |  | 30 | 0 | ED Mreža Al-Ce | For the whole mechanisation | Vojvođanska 2
Steel-grid pole | 1 | 7 | 30 | 1 | ED Mreža Al-Ce | For the whole mechanisation | Vojvođanska 3
Steel-grid pole | 1 | 7 | 30 | 1 | ED Mreža Al-Ce | For the whole mechanisation | Ive Lole Ribara
Steel-grid pole | 1 | 6.5 | 30 | 1 | ED Mreža Al-Ce | For the whole mechanisation | Vojvođanska 1
Advertisement
...
Other

## Luminaires
Additional information about the Public Lighting Project
Data about luminaires
Cluster nr. 2 | Zmajevo
Explanations
Trafo | 8) Name of luminaires | [5 empty] | 9) Type of control
station | Short name | Full name
TS1 | HgVP | High Pressure Mercury luminaires |  |  |  |  | Full night = FO
TS2 | HgVP-mix | High Pressure Mercury luminaires- with integrated control gear |  |  |  |  | Half night = HN
TS ... | NaVP | Sodium luminaires |  |  |  |  | Decrease the brightness = P
Name of the Street | 29. Novembra |  |  |  | M. Tita
| Number of luminaires | Connection to trafo-station (name of TS) | Control |  |  |  | Yearly exchange rate [1/year]
|  |  | Type9) | Decrease the brightness in (%) | Decrease of the luminaires'capacity (W) | Working hours at decreased level
| 1 | 2 | 3 | 4 | 5 | 6 | 7
Incandescent
Incandescent100/E27 | 0 | TS1 | PN | 50% |  | 2190 | replacement only if the luminaire's damage is registered
Incandescent200/E27 | 0
Incandescent300/E40 | 0
High pressure Mercury 8)
HgVP 80/E27 | 0
HgVP 125/E27 | 5 | M. Tita |  |  |  |  | replacement only if the luminaire's damage is registered
HgVP-mix 160/E27 | 0
HgVP 250/E40 | 0
HgVP 400/E40 | 0
HgVP 700/E40 | 0
Natrijumove visokog pritiska
NaVP 50 | 0
NaVP 70 | 0
NaVP 100 | 0
NaVP 150 | 0
NaVP 250 | 0
NaVP 400 | 0
Name of the Street | 7. Jula |  |  |  | Logor
|  |  | Control |  |  |  | Yearly exchange rate [1/year]
| Number of luminaires | Connection to trafo-station (name of TS) | Type 9) | Decrease the brightness in (%) | Decrease of the luminaires'capacity | Working hours at decreased level
| 1 |  | 3 | 4 | 5 | 6 | 7
Incandescent
Incandescent100/E27
Incandescent200/E27
Incandescent300/E40
High pressure Mercury 8)
HgVP 80/E27
HgVP 125/E27 | 9 | Logor |  |  |  |  | replacement only if the luminaire's damage is registered
HgVP-mix 160/E27
HgVP 250/E40
HgVP 400/E40 | 1 | Logor |  |  |  |  | replacement only if the luminaire's damage is registered
HgVP 700/E40
Natrijumove visokog pritiska
NaVP 50
NaVP 70
NaVP 100
NaVP 150
NaVP 250 | 1 | Logor |  |  |  |  | replacement only if the luminaire's damage is registered
NaVP 400
Name of the Street | 8. Marta |  |  |  | Industrial
|  |  | Control |  |  |  | Yearly exchange rate [1/year]
| Number of luminaires | Connection to trafo-station (name of TS) | Type 9) | Decrease the brightness in (%) | Decrease of the luminaires'capacity | Working hours at decreased level
| 1 |  | 3 | 4 | 5 | 6 | 7
Incandescent
Incandescent100/E27
Incandescent200/E27
Incandescent300/E40
High pressure Mercury 8)
HgVP 80/E27
HgVP 125/E27 | 6 | Industrial |  |  |  |  | replacement only if the luminaire's damage is registered
HgVP-mix 160/E27
HgVP 250/E40
HgVP 400/E40
HgVP 700/E40
Natrijumove visokog pritiska
NaVP 50
NaVP 70
NaVP 100
NaVP 150
NaVP 250
NaVP 400
Name of the Street | Balkanska - III nova |  |  |  | Playground
|  |  | Control |  |  |  | Yearly exchange rate [1/year]
| Number of luminaires | Connection to trafo-station (name of TS) | Type 9) | Decrease the brightness in (%) | Decrease of the luminaires'capacity | Working hours at decreased level
| 1 |  | 3 | 4 | 5 | 6 | 7
Incandescent
Incandescent100/E27
Incandescent200/E27
Incandescent300/E40
High pressure Mercury 8)
HgVP 80/E27
HgVP 125/E27 | 6 | Playground |  |  |  |  | replacement only if the luminaire's damage is registered
HgVP-mix 160/E27
HgVP 250/E40
HgVP 400/E40
HgVP 700/E40
Natrijumove visokog pritiska
NaVP 50
NaVP 70
NaVP 100
NaVP 150
NaVP 250
NaVP 400
Name of the Street | Hajduk Veljkova - I nova |  |  |  | Playground
|  |  | Control |  |  |  | Yearly exchange rate [1/year]
| Number of luminaires | Connection to trafo-station (name of TS) | Type 9) | Decrease the brightness in (%) | Decrease of the luminaires'capacity | Working hours at decreased level
| 1 |  | 3 | 4 | 5 | 6 | 7
Incandescent
Incandescent100/E27
Incandescent200/E27
Incandescent300/E40
High pressure Mercury 8)
HgVP 80/E27
HgVP 125/E27 | 4 | Playground
HgVP-mix 160/E27
HgVP 250/E40
HgVP 400/E40
HgVP 700/E40
Natrijumove visokog pritiska
NaVP 50
NaVP 70
NaVP 100
NaVP 150
NaVP 250
NaVP 400
Name of the Street | Industrial |  |  |  | Industrial
|  |  | Control |  |  |  | Yearly exchange rate [1/year]
| Number of luminaires | Connection to trafo-station (name of TS) | Type 9) | Decrease the brightness in (%) | Decrease of the luminaires'capacity | Working hours at decreased level
| 1 |  | 3 | 4 | 5 | 6 | 7
Incandescent
Incandescent100/E27
Incandescent200/E27
Incandescent300/E40
High pressure Mercury 8)
HgVP 80/E27
HgVP 125/E27 | 4 | Industrial |  |  |  |  | replacement only if the luminaire's damage is registered
HgVP-mix 160/E27
HgVP 250/E40
HgVP 400/E40
HgVP 700/E40
Natrijumove visokog pritiska
NaVP 50
NaVP 70
NaVP 100
NaVP 150
NaVP 250
NaVP 400
Name of the Street | Ivana Milutinovića |  |  |  | Prvomajska |  |  | Name of the Street | Ivana Milutinovića |  |  |  | Centar |  |  | Name of the Street | Ivana Milutinovića |  |  |  | Most |  |  | Name of the Street | Ivana Milutinovića |  |  |  | I.Milutinovića |  |  | Name of the Street
|  |  | Control |  |  |  | Yearly exchange rate [1/year] |  |  |  | Control |  |  |  | Yearly exchange rate [1/year] |  |  |  | Control |  |  |  | Yearly exchange rate [1/year] |  |  |  | Control |  |  |  | Yearly exchange rate [1/year]
| Number of luminaires | Connection to trafo-station (name of TS) | Type 9) | Decrease the brightness in (%) | Decrease of the luminaires'capacity | Working hours at decreased level |  |  | Number of luminaires | Connection to trafo-station (name of TS) | Type 9) | Decrease the brightness in (%) | Decrease of the luminaires'capacity | Working hours at decreased level |  |  | Number of luminaires | Connection to trafo-station (name of TS) | Type 9) | Decrease the brightness in (%) | Decrease of the luminaires'capacity | Working hours at decreased level |  |  | Number of luminaires | Connection to trafo-station (name of TS) | Type 9) | Decrease the brightness in (%) | Decrease of the luminaires'capacity | Working hours at decreased level
| 1 |  | 3 | 4 | 5 | 6 | 7 |  | 1 |  | 3 | 4 | 5 | 6 | 7 |  | 1 |  | 3 | 4 | 5 | 6 | 7 |  | 1 |  | 3 | 4 | 5 | 6 | 7
Incandescent | [7 empty] | Incandescent | [7 empty] | Incandescent | [7 empty] | Incandescent | [7 empty] | Incandescent
Incandescent100/E27 | [7 empty] | Incandescent100/E27 | [7 empty] | Incandescent100/E27 | [7 empty] | Incandescent100/E27 | [7 empty] | Incandescent100/E27
Incandescent200/E27 | [7 empty] | Incandescent200/E27 | [7 empty] | Incandescent200/E27 | [7 empty] | Incandescent200/E27 | [7 empty] | Incandescent200/E27
Incandescent300/E40 | [7 empty] | Incandescent300/E40 | [7 empty] | Incandescent300/E40 | [7 empty] | Incandescent300/E40 | [7 empty] | Incandescent300/E40
High pressure Mercury 8) | [7 empty] | High pressure Mercury 8) | [7 empty] | High pressure Mercury 8) | [7 empty] | High pressure Mercury 8) | [7 empty] | High pressure Mercury 8)
HgVP 80/E27 | [7 empty] | HgVP 80/E27 | [7 empty] | HgVP 80/E27 | [7 empty] | HgVP 80/E27 | [7 empty] | HgVP 80/E27
HgVP 125/E27 | 8 | Prvomajska |  |  |  |  | replacement only if the luminaire's damage is registered | HgVP 125/E27 | 5 | Centar |  |  |  |  | replacement only if the luminaire's damage is registered | HgVP 125/E27 | 25 | Most |  |  |  |  | replacement only if the luminaire's damage is registered | HgVP 125/E27 | 12 | I.Milutinovića |  |  |  |  | replacement only if the luminaire's damage is registered | HgVP 125/E27
HgVP-mix 160/E27 | [7 empty] | HgVP-mix 160/E27 | [7 empty] | HgVP-mix 160/E27 | [7 empty] | HgVP-mix 160/E27 | [7 empty] | HgVP-mix 160/E27
HgVP 250/E40 | [7 empty] | HgVP 250/E40 | [7 empty] | HgVP 250/E40 | 9 | Most | [5 empty] | HgVP 250/E40 | 3 | I.Milutinovića | [5 empty] | HgVP 250/E40
HgVP 400/E40 | [7 empty] | HgVP 400/E40 | 3 | Centar |  |  |  |  | replacement only if the luminaire's damage is registered | HgVP 400/E40 | 2 | Most | [5 empty] | HgVP 400/E40 | 1 | I.Milutinovića | [5 empty] | HgVP 400/E40
HgVP 700/E40 | [7 empty] | HgVP 700/E40 | [7 empty] | HgVP 700/E40 | [7 empty] | HgVP 700/E40 | [7 empty] | HgVP 700/E40
Natrijumove visokog pritiska | [7 empty] | Natrijumove visokog pritiska | [7 empty] | Natrijumove visokog pritiska | [7 empty] | Natrijumove visokog pritiska | [7 empty] | Natrijumove visokog pritiska
NaVP 50 | [7 empty] | NaVP 50 | [7 empty] | NaVP 50 | [7 empty] | NaVP 50 | [7 empty] | NaVP 50
NaVP 70 | [7 empty] | NaVP 70 | [7 empty] | NaVP 70 | [7 empty] | NaVP 70 | [7 empty] | NaVP 70
NaVP 100 | [7 empty] | NaVP 100 | [7 empty] | NaVP 100 | [7 empty] | NaVP 100 | [7 empty] | NaVP 100
NaVP 150 | [7 empty] | NaVP 150 | [7 empty] | NaVP 150 | [7 empty] | NaVP 150 | [7 empty] | NaVP 150
NaVP 250 | [7 empty] | NaVP 250 | [7 empty] | NaVP 250 | 1 | Most | [5 empty] | NaVP 250 | 2 | I.Milutinovića | [5 empty] | NaVP 250
NaVP 400 | [7 empty] | NaVP 400 | [7 empty] | NaVP 400 | [7 empty] | NaVP 400 | [7 empty] | NaVP 400
Name of the Street | Lenjinova |  |  |  | Playground |  |  | Name of the Street | Lenjinova |  |  |  | Industrial |  |  | Name of the Street | Lenjinova |  |  |  | Lenjinova |  |  | Name of the Street | Lenjinova |  |  |  | M. Tita |  |  | Name of the Street | Lenjinova |  |  |  | Sava Kovačević
|  |  | Control |  |  |  | Yearly exchange rate [1/year] |  |  |  | Control |  |  |  | Yearly exchange rate [1/year] |  |  |  | Control |  |  |  | Yearly exchange rate [1/year] |  |  |  | Control |  |  |  | Yearly exchange rate [1/year] |  |  |  | Control |  |  |  | Yearly exchange rate [1/year]
| Number of luminaires | Connection to trafo-station (name of TS) | Type 9) | Decrease the brightness in (%) | Decrease of the luminaires'capacity | Working hours at decreased level |  |  | Number of luminaires | Connection to trafo-station (name of TS) | Type 9) | Decrease the brightness in (%) | Decrease of the luminaires'capacity | Working hours at decreased level |  |  | Number of luminaires | Connection to trafo-station (name of TS) | Type 9) | Decrease the brightness in (%) | Decrease of the luminaires'capacity | Working hours at decreased level |  |  | Number of luminaires | Connection to trafo-station (name of TS) | Type 9) | Decrease the brightness in (%) | Decrease of the luminaires'capacity | Working hours at decreased level |  |  | Number of luminaires | Connection to trafo-station (name of TS) | Type 9) | Decrease the brightness in (%) | Decrease of the luminaires'capacity | Working hours at decreased level
| 1 |  | 3 | 4 | 5 | 6 | 7 |  | 1 |  | 3 | 4 | 5 | 6 | 7 |  | 1 |  | 3 | 4 | 5 | 6 | 7 |  | 1 |  | 3 | 4 | 5 | 6 | 7 |  | 1 |  | 3 | 4 | 5 | 6 | 7
Incandescent | [7 empty] | Incandescent | [7 empty] | Incandescent | [7 empty] | Incandescent | [7 empty] | Incandescent
Incandescent100/E27 | [7 empty] | Incandescent100/E27 | [7 empty] | Incandescent100/E27 | [7 empty] | Incandescent100/E27 | [7 empty] | Incandescent100/E27
Incandescent200/E27 | [7 empty] | Incandescent200/E27 | [7 empty] | Incandescent200/E27 | [7 empty] | Incandescent200/E27 | [7 empty] | Incandescent200/E27
Incandescent300/E40 | [7 empty] | Incandescent300/E40 | [7 empty] | Incandescent300/E40 | [7 empty] | Incandescent300/E40 | [7 empty] | Incandescent300/E40
High pressure Mercury 8) | [7 empty] | High pressure Mercury 8) | [7 empty] | High pressure Mercury 8) | [7 empty] | High pressure Mercury 8) | [7 empty] | High pressure Mercury 8)
HgVP 80/E27 | [7 empty] | HgVP 80/E27 | [7 empty] | HgVP 80/E27 | [7 empty] | HgVP 80/E27 | [7 empty] | HgVP 80/E27
HgVP 125/E27 | 7 | Playground |  |  |  |  | replacement only if the luminaire's damage is registered | HgVP 125/E27 | 6 | Industrial |  |  |  |  | replacement only if the luminaire's damage is registered | HgVP 125/E27 | 13 | Lenjinova |  |  |  |  | replacement only if the luminaire's damage is registered | HgVP 125/E27 | 3 | M. Tita |  |  |  |  | replacement only if the luminaire's damage is registered | HgVP 125/E27 | 5 | Sava Kovačević |  |  |  |  | replacement only if the luminaire's damage is registered
HgVP-mix 160/E27 | [7 empty] | HgVP-mix 160/E27 | [7 empty] | HgVP-mix 160/E27 | [7 empty] | HgVP-mix 160/E27 | [7 empty] | HgVP-mix 160/E27
HgVP 250/E40 | [7 empty] | HgVP 250/E40 | [7 empty] | HgVP 250/E40 | 2 | Lenjinova |  |  |  |  | replacement only if the luminaire's damage is registered | HgVP 250/E40 | [7 empty] | HgVP 250/E40
HgVP 400/E40 | [7 empty] | HgVP 400/E40 | [7 empty] | HgVP 400/E40 | 2 | Lenjinova |  |  |  |  | replacement only if the luminaire's damage is registered | HgVP 400/E40 | [7 empty] | HgVP 400/E40
HgVP 700/E40 | [7 empty] | HgVP 700/E40 | [7 empty] | HgVP 700/E40 | [7 empty] | HgVP 700/E40 | [7 empty] | HgVP 700/E40
Natrijumove visokog pritiska | [7 empty] | Natrijumove visokog pritiska | [7 empty] | Natrijumove visokog pritiska | [7 empty] | Natrijumove visokog pritiska | [7 empty] | Natrijumove visokog pritiska | 1 | Sava Kovačević | 250W metal halogen |  |  |  | replacement only if the luminaire's damage is registered
NaVP 50 | [7 empty] | NaVP 50 | [7 empty] | NaVP 50 | [7 empty] | NaVP 50 | [7 empty] | NaVP 50
NaVP 70 | [7 empty] | NaVP 70 | [7 empty] | NaVP 70 | [7 empty] | NaVP 70 | [7 empty] | NaVP 70
NaVP 100 | [7 empty] | NaVP 100 | [7 empty] | NaVP 100 | [7 empty] | NaVP 100 | [7 empty] | NaVP 100
NaVP 150 | [7 empty] | NaVP 150 | [7 empty] | NaVP 150 | [7 empty] | NaVP 150 | [7 empty] | NaVP 150
NaVP 250 | [7 empty] | NaVP 250 | [7 empty] | NaVP 250 | [7 empty] | NaVP 250 | [7 empty] | NaVP 250
NaVP 400 | [7 empty] | NaVP 400 | [7 empty] | NaVP 400 | [7 empty] | NaVP 400 | [7 empty] | NaVP 400
Name of the Street | Ive Lole Ribara |  |  |  | Centar |  |  | Name of the Street | Ive Lole Ribara |  |  |  | Ive Lole Ribara |  |  | Name of the Street | Ive Lole Ribara |  |  |  | Lenjinova |  |  | Name of the Street | Ive Lole Ribara |  |  |  | Logor |  |  | Name of the Street
|  |  | Control |  |  |  | Yearly exchange rate [1/year] |  |  |  | Control |  |  |  | Yearly exchange rate [1/year] |  |  |  | Control |  |  |  | Yearly exchange rate [1/year] |  |  |  | Control |  |  |  | Yearly exchange rate [1/year]
| Number of luminaires | Connection to trafo-station (name of TS) | Type 9) | Decrease the brightness in (%) | Decrease of the luminaires'capacity | Working hours at decreased level |  |  | Number of luminaires | Connection to trafo-station (name of TS) | Type 9) | Decrease the brightness in (%) | Decrease of the luminaires'capacity | Working hours at decreased level |  |  | Number of luminaires | Connection to trafo-station (name of TS) | Type 9) | Decrease the brightness in (%) | Decrease of the luminaires'capacity | Working hours at decreased level |  |  | Number of luminaires | Connection to trafo-station (name of TS) | Type 9) | Decrease the brightness in (%) | Decrease of the luminaires'capacity | Working hours at decreased level
| 1 |  | 3 | 4 | 5 | 6 | 7 |  | 1 |  | 3 | 4 | 5 | 6 | 7 |  | 1 |  | 3 | 4 | 5 | 6 | 7 |  | 1 |  | 3 | 4 | 5 | 6 | 7
Incandescent | [7 empty] | Incandescent | [7 empty] | Incandescent | [7 empty] | Incandescent | [7 empty] | Incandescent
Incandescent100/E27 | [7 empty] | Incandescent100/E27 | [7 empty] | Incandescent100/E27 | [7 empty] | Incandescent100/E27 | [7 empty] | Incandescent100/E27
Incandescent200/E27 | [7 empty] | Incandescent200/E27 | [7 empty] | Incandescent200/E27 | [7 empty] | Incandescent200/E27 | [7 empty] | Incandescent200/E27
Incandescent300/E40 | [7 empty] | Incandescent300/E40 | [7 empty] | Incandescent300/E40 | [7 empty] | Incandescent300/E40 | [7 empty] | Incandescent300/E40
High pressure Mercury 8) | [7 empty] | High pressure Mercury 8) | [7 empty] | High pressure Mercury 8) | [7 empty] | High pressure Mercury 8) | [7 empty] | High pressure Mercury 8)
HgVP 80/E27 | [7 empty] | HgVP 80/E27 | [7 empty] | HgVP 80/E27 | [7 empty] | HgVP 80/E27 | [7 empty] | HgVP 80/E27
HgVP 125/E27 | 5 | Centar |  |  |  |  | replacement only if the luminaire's damage is registered | HgVP 125/E27 | 7 | Ive Lole Ribara |  |  |  |  | replacement only if the luminaire's damage is registered | HgVP 125/E27 | 1 | Lenjinova |  |  |  |  | replacement only if the luminaire's damage is registered | HgVP 125/E27 | 2 | Logor |  |  |  |  | replacement only if the luminaire's damage is registered | HgVP 125/E27
HgVP-mix 160/E27 | [7 empty] | HgVP-mix 160/E27 | [7 empty] | HgVP-mix 160/E27 | [7 empty] | HgVP-mix 160/E27 | [7 empty] | HgVP-mix 160/E27
HgVP 250/E40 | 3 | Centar |  |  |  |  | replacement only if the luminaire's damage is registered | HgVP 250/E40 | 1 | Ive Lole Ribara |  |  |  |  | replacement only if the luminaire's damage is registered | HgVP 250/E40 | 1 | Lenjinova | [5 empty] | HgVP 250/E40 | [7 empty] | HgVP 250/E40
HgVP 400/E40 | [7 empty] | HgVP 400/E40 | [7 empty] | HgVP 400/E40 | [7 empty] | HgVP 400/E40 | [7 empty] | HgVP 400/E40
HgVP 700/E40 | [7 empty] | HgVP 700/E40 | [7 empty] | HgVP 700/E40 | [7 empty] | HgVP 700/E40 | [7 empty] | HgVP 700/E40
Natrijumove visokog pritiska | [7 empty] | Natrijumove visokog pritiska | [7 empty] | Natrijumove visokog pritiska | [7 empty] | Natrijumove visokog pritiska | [7 empty] | Natrijumove visokog pritiska
NaVP 50 | [7 empty] | NaVP 50 | [7 empty] | NaVP 50 | [7 empty] | NaVP 50 | [7 empty] | NaVP 50
NaVP 70 | [7 empty] | NaVP 70 | [7 empty] | NaVP 70 | [7 empty] | NaVP 70 | [7 empty] | NaVP 70
NaVP 100 | [7 empty] | NaVP 100 | [7 empty] | NaVP 100 | [7 empty] | NaVP 100 | [7 empty] | NaVP 100
NaVP 150 | [7 empty] | NaVP 150 | [7 empty] | NaVP 150 | [7 empty] | NaVP 150 | [7 empty] | NaVP 150
NaVP 250 | [7 empty] | NaVP 250 | [7 empty] | NaVP 250 | 1 | Lenjinova | [5 empty] | NaVP 250 | [7 empty] | NaVP 250
NaVP 400 | [7 empty] | NaVP 400 | [7 empty] | NaVP 400 | [7 empty] | NaVP 400 | [7 empty] | NaVP 400
Name of the Street | Kozaračka |  |  |  | Logor |  |  | Name of the Street | Kozaračka |  |  |  | Most
|  |  | Control |  |  |  | Yearly exchange rate [1/year] |  |  |  | Control |  |  |  | Yearly exchange rate [1/year]
| Number of luminaires | Connection to trafo-station (name of TS) | Type 9) | Decrease the brightness in (%) | Decrease of the luminaires'capacity | Working hours at decreased level |  |  | Number of luminaires | Connection to trafo-station (name of TS) | Type 9) | Decrease the brightness in (%) | Decrease of the luminaires'capacity | Working hours at decreased level
| 1 |  | 3 | 4 | 5 | 6 | 7 |  | 1 |  | 3 | 4 | 5 | 6 | 7
Incandescent | [7 empty] | Incandescent
Incandescent100/E27 | [7 empty] | Incandescent100/E27
Incandescent200/E27 | [7 empty] | Incandescent200/E27
Incandescent300/E40 | [7 empty] | Incandescent300/E40
High pressure Mercury 8) | [7 empty] | High pressure Mercury 8)
HgVP 80/E27 | [7 empty] | HgVP 80/E27
HgVP 125/E27 | 2 | Logor |  |  |  |  | replacement only if the luminaire's damage is registered | HgVP 125/E27 | 10 | Most |  |  |  |  | replacement only if the luminaire's damage is registered
HgVP-mix 160/E27 | [7 empty] | HgVP-mix 160/E27
HgVP 250/E40 | [7 empty] | HgVP 250/E40
HgVP 400/E40 | [7 empty] | HgVP 400/E40
HgVP 700/E40 | [7 empty] | HgVP 700/E40
Natrijumove visokog pritiska | [7 empty] | Natrijumove visokog pritiska
NaVP 50 | [7 empty] | NaVP 50
NaVP 70 | [7 empty] | NaVP 70
NaVP 100 | [7 empty] | NaVP 100
NaVP 150 | [7 empty] | NaVP 150
NaVP 250 | [7 empty] | NaVP 250
NaVP 400 | [7 empty] | NaVP 400
Name of the Street | Mađarska |  |  |  | I.Milutinovića
|  |  | Control |  |  |  | Yearly exchange rate [1/year]
| Number of luminaires | Connection to trafo-station (name of TS) | Type 9) | Decrease the brightness in (%) | Decrease of the luminaires'capacity | Working hours at decreased level
| 1 |  | 3 | 4 | 5 | 6 | 7
Incandescent
Incandescent100/E27
Incandescent200/E27
Incandescent300/E40
High pressure Mercury 8)
HgVP 80/E27
HgVP 125/E27 | 8 | I.Milutinovića |  |  |  |  | replacement only if the luminaire's damage is registered
HgVP-mix 160/E27
HgVP 250/E40 | 1 | I.Milutinovića
HgVP 400/E40
HgVP 700/E40
Natrijumove visokog pritiska
NaVP 50
NaVP 70
NaVP 100
NaVP 150
NaVP 250
NaVP 400
Name of the Street | Maršala Tita |  |  |  | Ekonomija |  |  | Name of the Street | Maršala Tita |  |  |  | Playground |  |  | Name of the Street | Maršala Tita |  |  |  | Industrial |  |  | Name of the Street | Maršala Tita |  |  |  | Lenjinova |  |  | Name of the Street | Maršala Tita |  |  |  | M. Tita |  |  | Name of the Street | Maršala Tita |  |  |  | Sava Kovačević
|  |  | Control |  |  |  | Yearly exchange rate [1/year] |  |  |  | Control |  |  |  | Yearly exchange rate [1/year] |  |  |  | Control |  |  |  | Yearly exchange rate [1/year] |  |  |  | Control |  |  |  | Yearly exchange rate [1/year] |  |  |  | Control |  |  |  | Yearly exchange rate [1/year] |  |  |  | Control |  |  |  | Yearly exchange rate [1/year]
| Number of luminaires | Connection to trafo-station (name of TS) | Type 9) | Decrease the brightness in (%) | Decrease of the luminaires'capacity | Working hours at decreased level |  |  | Number of luminaires | Connection to trafo-station (name of TS) | Type 9) | Decrease the brightness in (%) | Decrease of the luminaires'capacity | Working hours at decreased level |  |  | Number of luminaires | Connection to trafo-station (name of TS) | Type 9) | Decrease the brightness in (%) | Decrease of the luminaires'capacity | Working hours at decreased level |  |  | Number of luminaires | Connection to trafo-station (name of TS) | Type 9) | Decrease the brightness in (%) | Decrease of the luminaires'capacity | Working hours at decreased level |  |  | Number of luminaires | Connection to trafo-station (name of TS) | Type 9) | Decrease the brightness in (%) | Decrease of the luminaires'capacity | Working hours at decreased level |  |  | Number of luminaires | Connection to trafo-station (name of TS) | Type 9) | Decrease the brightness in (%) | Decrease of the luminaires'capacity | Working hours at decreased level
| 1 |  | 3 | 4 | 5 | 6 | 7 |  | 1 |  | 3 | 4 | 5 | 6 | 7 |  | 1 |  | 3 | 4 | 5 | 6 | 7 |  | 1 |  | 3 | 4 | 5 | 6 | 7 |  | 1 |  | 3 | 4 | 5 | 6 | 7 |  | 1 |  | 3 | 4 | 5 | 6 | 7
Incandescent | [7 empty] | Incandescent | [7 empty] | Incandescent | [7 empty] | Incandescent | [7 empty] | Incandescent | [7 empty] | Incandescent
Incandescent100/E27 | [7 empty] | Incandescent100/E27 | [7 empty] | Incandescent100/E27 | [7 empty] | Incandescent100/E27 | [7 empty] | Incandescent100/E27 | [7 empty] | Incandescent100/E27
Incandescent200/E27 | [7 empty] | Incandescent200/E27 | [7 empty] | Incandescent200/E27 | [7 empty] | Incandescent200/E27 | [7 empty] | Incandescent200/E27 | [7 empty] | Incandescent200/E27
Incandescent300/E40 | [7 empty] | Incandescent300/E40 | [7 empty] | Incandescent300/E40 | [7 empty] | Incandescent300/E40 | [7 empty] | Incandescent300/E40 | [7 empty] | Incandescent300/E40
High pressure Mercury 8) | [7 empty] | High pressure Mercury 8) | [7 empty] | High pressure Mercury 8) | [7 empty] | High pressure Mercury 8) | [7 empty] | High pressure Mercury 8) | [7 empty] | High pressure Mercury 8)
HgVP 80/E27 | [7 empty] | HgVP 80/E27 | [7 empty] | HgVP 80/E27 | [7 empty] | HgVP 80/E27 | [7 empty] | HgVP 80/E27 | [7 empty] | HgVP 80/E27
HgVP 125/E27 | 6 | Ekonomija |  |  |  |  | replacement only if the luminaire's damage is registered | HgVP 125/E27 | 5 | Playground |  |  |  |  | replacement only if the luminaire's damage is registered | HgVP 125/E27 | 6 | Industrial |  |  |  |  | replacement only if the luminaire's damage is registered | HgVP 125/E27 | 6 | Lenjinova |  |  |  |  | replacement only if the luminaire's damage is registered | HgVP 125/E27 | 4 | M. Tita |  |  |  |  | replacement only if the luminaire's damage is registered | HgVP 125/E27 | 8 | Sava Kovačević |  |  |  |  | replacement only if the luminaire's damage is registered
HgVP-mix 160/E27 | [7 empty] | HgVP-mix 160/E27 | [7 empty] | HgVP-mix 160/E27 | [7 empty] | HgVP-mix 160/E27 | [7 empty] | HgVP-mix 160/E27 | [7 empty] | HgVP-mix 160/E27
HgVP 250/E40 | [7 empty] | HgVP 250/E40 | [7 empty] | HgVP 250/E40 | [7 empty] | HgVP 250/E40 | 1 | Lenjinova |  |  |  |  | replacement only if the luminaire's damage is registered | HgVP 250/E40 | 2 | M. Tita |  |  |  |  | replacement only if the luminaire's damage is registered | HgVP 250/E40 | 1 | Sava Kovačević |  |  |  |  | replacement only if the luminaire's damage is registered
HgVP 400/E40 | [7 empty] | HgVP 400/E40 | 1 | Playground |  |  |  |  | replacement only if the luminaire's damage is registered | HgVP 400/E40 | [7 empty] | HgVP 400/E40 | 1 | Lenjinova |  |  |  |  | replacement only if the luminaire's damage is registered | HgVP 400/E40 | [7 empty] | HgVP 400/E40
HgVP 700/E40 | [7 empty] | HgVP 700/E40 | [7 empty] | HgVP 700/E40 | [7 empty] | HgVP 700/E40 | [7 empty] | HgVP 700/E40 | [7 empty] | HgVP 700/E40
Natrijumove visokog pritiska | [7 empty] | Natrijumove visokog pritiska | [7 empty] | Natrijumove visokog pritiska | [7 empty] | Natrijumove visokog pritiska | [7 empty] | Natrijumove visokog pritiska | [7 empty] | Natrijumove visokog pritiska
NaVP 50 | [7 empty] | NaVP 50 | [7 empty] | NaVP 50 | [7 empty] | NaVP 50 | [7 empty] | NaVP 50 | [7 empty] | NaVP 50
NaVP 70 | [7 empty] | NaVP 70 | [7 empty] | NaVP 70 | [7 empty] | NaVP 70 | [7 empty] | NaVP 70 | [7 empty] | NaVP 70
NaVP 100 | [7 empty] | NaVP 100 | [7 empty] | NaVP 100 | [7 empty] | NaVP 100 | [7 empty] | NaVP 100 | [7 empty] | NaVP 100
NaVP 150 | [7 empty] | NaVP 150 | [7 empty] | NaVP 150 | [7 empty] | NaVP 150 | [7 empty] | NaVP 150 | [7 empty] | NaVP 150
NaVP 250 | [7 empty] | NaVP 250 | [7 empty] | NaVP 250 | [7 empty] | NaVP 250 | [7 empty] | NaVP 250 | [7 empty] | NaVP 250
NaVP 400 | [7 empty] | NaVP 400 | [7 empty] | NaVP 400 | [7 empty] | NaVP 400 | [7 empty] | NaVP 400 | [7 empty] | NaVP 400
Name of the Street | Milankova |  |  |  | Lenjinova
|  |  | Control |  |  |  | Yearly exchange rate [1/year]
| Number of luminaires | Connection to trafo-station (name of TS) | Type 9) | Decrease the brightness in (%) | Decrease of the luminaires'capacity | Working hours at decreased level
| 1 |  | 3 | 4 | 5 | 6 | 7
Incandescent
Incandescent100/E27
Incandescent200/E27
Incandescent300/E40
High pressure Mercury 8)
HgVP 80/E27
HgVP 125/E27 | 11 | Lenjinova |  |  |  |  | replacement only if the luminaire's damage is registered
HgVP-mix 160/E27
HgVP 250/E40
HgVP 400/E40
HgVP 700/E40
Natrijumove visokog pritiska
NaVP 50
NaVP 70
NaVP 100
NaVP 150
NaVP 250
NaVP 400
Name of the Street | Partizanska |  |  |  | Vojvođanska 1
|  |  | Control |  |  |  | Yearly exchange rate [1/year]
| Number of luminaires | Connection to trafo-station (name of TS) | Type 9) | Decrease the brightness in (%) | Decrease of the luminaires'capacity | Working hours at decreased level
| 1 |  | 3 | 4 | 5 | 6 | 7
Incandescent
Incandescent100/E27
Incandescent200/E27
Incandescent300/E40
High pressure Mercury 8)
HgVP 80/E27
HgVP 125/E27 | 4 | Vojvođanska 1 |  |  |  |  | replacement only if the luminaire's damage is registered
HgVP-mix 160/E27
HgVP 250/E40
HgVP 400/E40
HgVP 700/E40
Natrijumove visokog pritiska
NaVP 50
NaVP 70
NaVP 100
NaVP 150
NaVP 250
NaVP 400
Name of the Street | Petar Kočić - II nova |  |  |  | Playground
|  |  | Control |  |  |  | Yearly exchange rate [1/year]
| Number of luminaires | Connection to trafo-station (name of TS) | Type 9) | Decrease the brightness in (%) | Decrease of the luminaires'capacity | Working hours at decreased level
| 1 |  | 3 | 4 | 5 | 6 | 7
Incandescent
Incandescent100/E27
Incandescent200/E27
Incandescent300/E40
High pressure Mercury 8)
HgVP 80/E27
HgVP 125/E27 | 3 | Playground |  |  |  |  | replacement only if the luminaire's damage is registered
HgVP-mix 160/E27
HgVP 250/E40
HgVP 400/E40
HgVP 700/E40
Natrijumove visokog pritiska
NaVP 50
NaVP 70
NaVP 100
NaVP 150
NaVP 250
NaVP 400
Name of the Street | Petefi Šandora |  |  |  | Vojvođanska 1
|  |  | Control |  |  |  | Yearly exchange rate [1/year]
| Number of luminaires | Connection to trafo-station (name of TS) | Type 9) | Decrease the brightness in (%) | Decrease of the luminaires'capacity | Working hours at decreased level
| 1 |  | 3 | 4 | 5 | 6 | 7
Incandescent
Incandescent100/E27
Incandescent200/E27
Incandescent300/E40
High pressure Mercury 8)
HgVP 80/E27
HgVP 125/E27 | 4 | Vojvođanska 1 |  |  |  |  | replacement only if the luminaire's damage is registered
HgVP-mix 160/E27
HgVP 250/E40
HgVP 400/E40
HgVP 700/E40
Natrijumove visokog pritiska
NaVP 50
NaVP 70
NaVP 100
NaVP 150
NaVP 250
NaVP 400
Name of the Street | Petra Drapšina |  |  |  | Centar |  |  | Name of the Street | Petra Drapšina |  |  |  | Industrial |  |  | Name of the Street | Petra Drapšina |  |  |  | Prvomajska |  |  | Name of the Street | Petra Drapšina |  |  |  | Sava Kovačević
|  |  | Control |  |  |  | Yearly exchange rate [1/year] |  |  |  | Control |  |  |  | Yearly exchange rate [1/year] |  |  |  | Control |  |  |  | Yearly exchange rate [1/year] |  |  |  | Control |  |  |  | Yearly exchange rate [1/year]
| Number of luminaires | Connection to trafo-station (name of TS) | Type 9) | Decrease the brightness in (%) | Decrease of the luminaires'capacity | Working hours at decreased level |  |  | Number of luminaires | Connection to trafo-station (name of TS) | Type 9) | Decrease the brightness in (%) | Decrease of the luminaires'capacity | Working hours at decreased level |  |  | Number of luminaires | Connection to trafo-station (name of TS) | Type 9) | Decrease the brightness in (%) | Decrease of the luminaires'capacity | Working hours at decreased level |  |  | Number of luminaires | Connection to trafo-station (name of TS) | Type 9) | Decrease the brightness in (%) | Decrease of the luminaires'capacity | Working hours at decreased level
| 1 |  | 3 | 4 | 5 | 6 | 7 |  | 1 |  | 3 | 4 | 5 | 6 | 7 |  | 1 |  | 3 | 4 | 5 | 6 | 7 |  | 1 |  | 3 | 4 | 5 | 6 | 7
Incandescent | [7 empty] | Incandescent | [7 empty] | Incandescent | [7 empty] | Incandescent
Incandescent100/E27 | [7 empty] | Incandescent100/E27 | [7 empty] | Incandescent100/E27 | [7 empty] | Incandescent100/E27
Incandescent200/E27 | [7 empty] | Incandescent200/E27 | [7 empty] | Incandescent200/E27 | [7 empty] | Incandescent200/E27
Incandescent300/E40 | [7 empty] | Incandescent300/E40 | [7 empty] | Incandescent300/E40 | [7 empty] | Incandescent300/E40
High pressure Mercury 8) | [7 empty] | High pressure Mercury 8) | [7 empty] | High pressure Mercury 8) | [7 empty] | High pressure Mercury 8)
HgVP 80/E27 | [7 empty] | HgVP 80/E27 | [7 empty] | HgVP 80/E27 | [7 empty] | HgVP 80/E27
HgVP 125/E27 | 5 | Centar |  |  |  |  | replacement only if the luminaire's damage is registered | HgVP 125/E27 | 8 | Industrial |  |  |  |  | replacement only if the luminaire's damage is registered | HgVP 125/E27 | 4 | Prvomajska |  |  |  |  | replacement only if the luminaire's damage is registered | HgVP 125/E27 | 9 | Sava Kovačević |  |  |  |  | replacement only if the luminaire's damage is registered
HgVP-mix 160/E27 | [7 empty] | HgVP-mix 160/E27 | [7 empty] | HgVP-mix 160/E27 | [7 empty] | HgVP-mix 160/E27
HgVP 250/E40 | 1 | Centar |  |  |  |  | replacement only if the luminaire's damage is registered | HgVP 250/E40 | [7 empty] | HgVP 250/E40 | [7 empty] | HgVP 250/E40 | 1 | Sava Kovačević |  |  |  |  | replacement only if the luminaire's damage is registered
HgVP 400/E40 | [7 empty] | HgVP 400/E40 | [7 empty] | HgVP 400/E40 | 1 | Prvomajska |  |  |  |  | replacement only if the luminaire's damage is registered | HgVP 400/E40
HgVP 700/E40 | [7 empty] | HgVP 700/E40 | [7 empty] | HgVP 700/E40 | [7 empty] | HgVP 700/E40
Natrijumove visokog pritiska | [7 empty] | Natrijumove visokog pritiska | [7 empty] | Natrijumove visokog pritiska | [7 empty] | Natrijumove visokog pritiska
NaVP 50 | [7 empty] | NaVP 50 | [7 empty] | NaVP 50 | [7 empty] | NaVP 50
NaVP 70 | [7 empty] | NaVP 70 | [7 empty] | NaVP 70 | [7 empty] | NaVP 70
NaVP 100 | [7 empty] | NaVP 100 | [7 empty] | NaVP 100 | [7 empty] | NaVP 100
NaVP 150 | [7 empty] | NaVP 150 | [7 empty] | NaVP 150 | [7 empty] | NaVP 150
NaVP 250 | [7 empty] | NaVP 250 | [7 empty] | NaVP 250 | [7 empty] | NaVP 250
NaVP 400 | [7 empty] | NaVP 400 | [7 empty] | NaVP 400 | [7 empty] | NaVP 400
Name of the Street | Proleterska |  |  |  | Logor
|  |  | Control |  |  |  | Yearly exchange rate [1/year]
| Number of luminaires | Connection to trafo-station (name of TS) | Type 9) | Decrease the brightness in (%) | Decrease of the luminaires'capacity | Working hours at decreased level
| 1 |  | 3 | 4 | 5 | 6 | 7
Incandescent
Incandescent100/E27
Incandescent200/E27
Incandescent300/E40
High pressure Mercury 8)
HgVP 80/E27
HgVP 125/E27 | 5 | Logor |  |  |  |  | replacement only if the luminaire's damage is registered
HgVP-mix 160/E27
HgVP 250/E40
HgVP 400/E40
HgVP 700/E40
Natrijumove visokog pritiska
NaVP 50
NaVP 70
NaVP 100
NaVP 150
NaVP 250
NaVP 400
Name of the Street | prvi maj |  |  |  | M. Tita |  |  | Name of the Street | prvi maj |  |  |  | Prvomajska |  |  | Name of the Street | prvi maj |  |  |  | Vojvođanska 1
|  |  | Control |  |  |  | Yearly exchange rate [1/year] |  |  |  | Control |  |  |  | Yearly exchange rate [1/year] |  |  |  | Control |  |  |  | Yearly exchange rate [1/year]
| Number of luminaires | Connection to trafo-station (name of TS) | Type 9) | Decrease the brightness in (%) | Decrease of the luminaires'capacity | Working hours at decreased level |  |  | Number of luminaires | Connection to trafo-station (name of TS) | Type 9) | Decrease the brightness in (%) | Decrease of the luminaires'capacity | Working hours at decreased level |  |  | Number of luminaires | Connection to trafo-station (name of TS) | Type 9) | Decrease the brightness in (%) | Decrease of the luminaires'capacity | Working hours at decreased level
| 1 |  | 3 | 4 | 5 | 6 | 7 |  | 1 |  | 3 | 4 | 5 | 6 | 7 |  | 1 |  | 3 | 4 | 5 | 6 | 7
Incandescent | [7 empty] | Incandescent | [7 empty] | Incandescent
Incandescent100/E27 | [7 empty] | Incandescent100/E27 | [7 empty] | Incandescent100/E27
Incandescent200/E27 | [7 empty] | Incandescent200/E27 | [7 empty] | Incandescent200/E27
Incandescent300/E40 | [7 empty] | Incandescent300/E40 | [7 empty] | Incandescent300/E40
High pressure Mercury 8) | [7 empty] | High pressure Mercury 8) | [7 empty] | High pressure Mercury 8)
HgVP 80/E27 | [7 empty] | HgVP 80/E27 | [7 empty] | HgVP 80/E27
HgVP 125/E27 | 2 | M. Tita |  |  |  |  | replacement only if the luminaire's damage is registered | HgVP 125/E27 | 2 | Prvomajska |  |  |  |  | replacement only if the luminaire's damage is registered | HgVP 125/E27 | 6 | Vojvođanska 1 |  |  |  |  | replacement only if the luminaire's damage is registered
HgVP-mix 160/E27 | [7 empty] | HgVP-mix 160/E27 | [7 empty] | HgVP-mix 160/E27
HgVP 250/E40 | [7 empty] | HgVP 250/E40 | [7 empty] | HgVP 250/E40
HgVP 400/E40 | [7 empty] | HgVP 400/E40 | [7 empty] | HgVP 400/E40
HgVP 700/E40 | [7 empty] | HgVP 700/E40 | [7 empty] | HgVP 700/E40
Natrijumove visokog pritiska | [7 empty] | Natrijumove visokog pritiska | [7 empty] | Natrijumove visokog pritiska
NaVP 50 | [7 empty] | NaVP 50 | [7 empty] | NaVP 50
NaVP 70 | [7 empty] | NaVP 70 | [7 empty] | NaVP 70
NaVP 100 | [7 empty] | NaVP 100 | [7 empty] | NaVP 100
NaVP 150 | [7 empty] | NaVP 150 | [7 empty] | NaVP 150
NaVP 250 | [7 empty] | NaVP 250 | [7 empty] | NaVP 250
NaVP 400 | [7 empty] | NaVP 400 | [7 empty] | NaVP 400
Name of the Street | Radnička |  |  |  | Vojvođanska 1
|  |  | Control |  |  |  | Yearly exchange rate [1/year]
| Number of luminaires | Connection to trafo-station (name of TS) | Type 9) | Decrease the brightness in (%) | Decrease of the luminaires'capacity | Working hours at decreased level
| 1 |  | 3 | 4 | 5 | 6 | 7
Incandescent
Incandescent100/E27
Incandescent200/E27
Incandescent300/E40
High pressure Mercury 8)
HgVP 80/E27
HgVP 125/E27 | 11 | Vojvođanska 1 |  |  |  |  | replacement only if the luminaire's damage is registered
HgVP-mix 160/E27
HgVP 250/E40
HgVP 400/E40
HgVP 700/E40
Natrijumove visokog pritiska
NaVP 50
NaVP 70
NaVP 100
NaVP 150
NaVP 250
NaVP 400
Name of the Street | Radoje Domanovića - IV nova |  |  |  | Playground
|  |  | Control |  |  |  | Yearly exchange rate [1/year]
| Number of luminaires | Connection to trafo-station (name of TS) | Type 9) | Decrease the brightness in (%) | Decrease of the luminaires'capacity | Working hours at decreased level
| 1 |  | 3 | 4 | 5 | 6 | 7
Incandescent
Incandescent100/E27
Incandescent200/E27
Incandescent300/E40
High pressure Mercury 8)
HgVP 80/E27
HgVP 125/E27 | 8 | Playground |  |  |  |  | replacement only if the luminaire's damage is registered
HgVP-mix 160/E27
HgVP 250/E40
HgVP 400/E40
HgVP 700/E40
Natrijumove visokog pritiska
NaVP 50
NaVP 70
NaVP 100
NaVP 150
NaVP 250
NaVP 400
Name of the Street | Save Kovačevića |  |  |  | Sava Kovačević
|  |  | Control |  |  |  | Yearly exchange rate [1/year]
| Number of luminaires | Connection to trafo-station (name of TS) | Type 9) | Decrease the brightness in (%) | Decrease of the luminaires'capacity | Working hours at decreased level
| 1 |  | 3 | 4 | 5 | 6 | 7
Incandescent
Incandescent100/E27
Incandescent200/E27
Incandescent300/E40
High pressure Mercury 8)
HgVP 80/E27
HgVP 125/E27 | 1 | Sava Kovačević |  |  |  |  | replacement only if the luminaire's damage is registered
HgVP-mix 160/E27
HgVP 250/E40
HgVP 400/E40
HgVP 700/E40
Natrijumove visokog pritiska
NaVP 50
NaVP 70
NaVP 100
NaVP 150
NaVP 250
NaVP 400
Name of the Street | Sime Šolaje |  |  |  | Logor
|  |  | Control |  |  |  | Yearly exchange rate [1/year]
| Number of luminaires | Connection to trafo-station (name of TS) | Type 9) | Decrease the brightness in (%) | Decrease of the luminaires'capacity | Working hours at decreased level
| 1 |  | 3 | 4 | 5 | 6 | 7
Incandescent
Incandescent100/E27
Incandescent200/E27
Incandescent300/E40
High pressure Mercury 8)
HgVP 80/E27
HgVP 125/E27 | 9 | Logor |  |  |  |  | replacement only if the luminaire's damage is registered
HgVP-mix 160/E27
HgVP 250/E40
HgVP 400/E40
HgVP 700/E40
Natrijumove visokog pritiska
NaVP 50
NaVP 70
NaVP 100
NaVP 150
NaVP 250
NaVP 400
Name of the Street | Srbobranski put |  |  |  | Lenjinova
|  |  | Control |  |  |  | Yearly exchange rate [1/year]
| Number of luminaires | Connection to trafo-station (name of TS) | Type 9) | Decrease the brightness in (%) | Decrease of the luminaires'capacity | Working hours at decreased level
| 1 |  | 3 | 4 | 5 | 6 | 7
Incandescent
Incandescent100/E27
Incandescent200/E27
Incandescent300/E40
High pressure Mercury 8)
HgVP 80/E27
HgVP 125/E27 | 5 | Lenjinova |  |  |  |  | replacement only if the luminaire's damage is registered
HgVP-mix 160/E27
HgVP 250/E40 | 1 | Lenjinova |  |  |  |  | replacement only if the luminaire's damage is registered
HgVP 400/E40
HgVP 700/E40
Natrijumove visokog pritiska
NaVP 50
NaVP 70
NaVP 100
NaVP 150
NaVP 250
NaVP 400
Name of the Street | Stražilovska |  |  |  | Industrial
|  |  | Control |  |  |  | Yearly exchange rate [1/year]
| Number of luminaires | Connection to trafo-station (name of TS) | Type 9) | Decrease the brightness in (%) | Decrease of the luminaires'capacity | Working hours at decreased level
| 1 |  | 3 | 4 | 5 | 6 | 7
Incandescent
Incandescent100/E27
Incandescent200/E27
Incandescent300/E40
High pressure Mercury 8)
HgVP 80/E27
HgVP 125/E27 | 5 | Industrial |  |  |  |  | replacement only if the luminaire's damage is registered
HgVP-mix 160/E27
HgVP 250/E40
HgVP 400/E40
HgVP 700/E40
Natrijumove visokog pritiska
NaVP 50
NaVP 70
NaVP 100
NaVP 150
NaVP 250
NaVP 400
Name of the Street | Turinski put |  |  |  | Lenjinova
|  |  | Control |  |  |  | Yearly exchange rate [1/year]
| Number of luminaires | Connection to trafo-station (name of TS) | Type 9) | Decrease the brightness in (%) | Decrease of the luminaires'capacity | Working hours at decreased level
| 1 |  | 3 | 4 | 5 | 6 | 7
Incandescent
Incandescent100/E27
Incandescent200/E27
Incandescent300/E40
High pressure Mercury 8)
HgVP 80/E27
HgVP 125/E27 | 6 | Lenjinova |  |  |  |  | replacement only if the luminaire's damage is registered
HgVP-mix 160/E27
HgVP 250/E40 | 1 | Lenjinova |  |  |  |  | replacement only if the luminaire's damage is registered
HgVP 400/E40
HgVP 700/E40
Natrijumove visokog pritiska
NaVP 50
NaVP 70
NaVP 100
NaVP 150
NaVP 250
NaVP 400
Name of the Street | Vlade Ćetkovića |  |  |  | Kozaračka |  |  | Name of the Street | Vlade Ćetkovića |  |  |  | Most
|  |  | Control |  |  |  | Yearly exchange rate [1/year] |  |  |  | Control |  |  |  | Yearly exchange rate [1/year]
| Number of luminaires | Connection to trafo-station (name of TS) | Type 9) | Decrease the brightness in (%) | Decrease of the luminaires'capacity | Working hours at decreased level |  |  | Number of luminaires | Connection to trafo-station (name of TS) | Type 9) | Decrease the brightness in (%) | Decrease of the luminaires'capacity | Working hours at decreased level
| 1 |  | 3 | 4 | 5 | 6 | 7 |  | 1 |  | 3 | 4 | 5 | 6 | 7
Incandescent | [7 empty] | Incandescent
Incandescent100/E27 | [7 empty] | Incandescent100/E27
Incandescent200/E27 | [7 empty] | Incandescent200/E27
Incandescent300/E40 | [7 empty] | Incandescent300/E40
High pressure Mercury 8) | [7 empty] | High pressure Mercury 8)
HgVP 80/E27 | [7 empty] | HgVP 80/E27
HgVP 125/E27 | 2 | Kozaračka |  |  |  |  | replacement only if the luminaire's damage is registered | HgVP 125/E27 | 1 | Most |  |  |  |  | replacement only if the luminaire's damage is registered
HgVP-mix 160/E27 | [7 empty] | HgVP-mix 160/E27
HgVP 250/E40 | 1 | Kozaračka |  |  |  |  | replacement only if the luminaire's damage is registered | HgVP 250/E40
HgVP 400/E40 | [7 empty] | HgVP 400/E40
HgVP 700/E40 | [7 empty] | HgVP 700/E40
Natrijumove visokog pritiska | [7 empty] | Natrijumove visokog pritiska
NaVP 50 | [7 empty] | NaVP 50
NaVP 70 | [7 empty] | NaVP 70
NaVP 100 | [7 empty] | NaVP 100
NaVP 150 | [7 empty] | NaVP 150
NaVP 250 | [7 empty] | NaVP 250
NaVP 400 | [7 empty] | NaVP 400
Name of the Street | Vojvođanska |  |  |  | I.Milutinovića |  |  | Name of the Street | Vojvođanska |  |  |  | Ive Lole Ribara |  |  | Name of the Street | Vojvođanska |  |  |  | Kozaračka |  |  | Name of the Street | Vojvođanska |  |  |  | Vojvođanska 1 |  |  | Name of the Street | Vojvođanska |  |  |  | Vojvođanska 1 |  |  | Name of the Street | Vojvođanska |  |  |  | Vojvođanska 2
|  |  | Control |  |  |  | Yearly exchange rate [1/year] |  |  |  | Control |  |  |  | Yearly exchange rate [1/year] |  |  |  | Control |  |  |  | Yearly exchange rate [1/year] |  |  |  | Control |  |  |  | Yearly exchange rate [1/year] |  |  |  | Control |  |  |  | Yearly exchange rate [1/year] |  |  |  | Control |  |  |  | Yearly exchange rate [1/year]
| Number of luminaires | Connection to trafo-station (name of TS) | Type 9) | Decrease the brightness in (%) | Decrease of the luminaires'capacity | Working hours at decreased level |  |  | Number of luminaires | Connection to trafo-station (name of TS) | Type 9) | Decrease the brightness in (%) | Decrease of the luminaires'capacity | Working hours at decreased level |  |  | Number of luminaires | Connection to trafo-station (name of TS) | Type 9) | Decrease the brightness in (%) | Decrease of the luminaires'capacity | Working hours at decreased level |  |  | Number of luminaires | Connection to trafo-station (name of TS) | Type 9) | Decrease the brightness in (%) | Decrease of the luminaires'capacity | Working hours at decreased level |  |  | Number of luminaires | Connection to trafo-station (name of TS) | Type 9) | Decrease the brightness in (%) | Decrease of the luminaires'capacity | Working hours at decreased level |  |  | Number of luminaires | Connection to trafo-station (name of TS) | Type 9) | Decrease the brightness in (%) | Decrease of the luminaires'capacity | Working hours at decreased level
| 1 |  | 3 | 4 | 5 | 6 | 7 |  | 1 |  | 3 | 4 | 5 | 6 | 7 |  | 1 |  | 3 | 4 | 5 | 6 | 7 |  | 1 |  | 3 | 4 | 5 | 6 | 7 |  | 1 |  | 3 | 4 | 5 | 6 | 7 |  | 1 |  | 3 | 4 | 5 | 6 | 7
Incandescent | [7 empty] | Incandescent | [7 empty] | Incandescent | [7 empty] | Incandescent | [7 empty] | Incandescent | [7 empty] | Incandescent
Incandescent100/E27 | [7 empty] | Incandescent100/E27 | [7 empty] | Incandescent100/E27 | [7 empty] | Incandescent100/E27 | [7 empty] | Incandescent100/E27 | [7 empty] | Incandescent100/E27
Incandescent200/E27 | [7 empty] | Incandescent200/E27 | [7 empty] | Incandescent200/E27 | [7 empty] | Incandescent200/E27 | [7 empty] | Incandescent200/E27 | [7 empty] | Incandescent200/E27
Incandescent300/E40 | [7 empty] | Incandescent300/E40 | [7 empty] | Incandescent300/E40 | [7 empty] | Incandescent300/E40 | [7 empty] | Incandescent300/E40 | [7 empty] | Incandescent300/E40
High pressure Mercury 8) | [7 empty] | High pressure Mercury 8) | [7 empty] | High pressure Mercury 8) | [7 empty] | High pressure Mercury 8) | [7 empty] | High pressure Mercury 8) | [7 empty] | High pressure Mercury 8)
HgVP 80/E27 | [7 empty] | HgVP 80/E27 | [7 empty] | HgVP 80/E27 | [7 empty] | HgVP 80/E27 | [7 empty] | HgVP 80/E27 | [7 empty] | HgVP 80/E27
HgVP 125/E27 | 1 | I.Milutinovića |  |  |  |  | replacement only if the luminaire's damage is registered | HgVP 125/E27 | 11 | Ive Lole Ribara |  |  |  |  | replacement only if the luminaire's damage is registered | HgVP 125/E27 | 5 | Kozaračka |  |  |  |  | replacement only if the luminaire's damage is registered | HgVP 125/E27 | 6 | Vojvođanska 1 |  |  |  |  | replacement only if the luminaire's damage is registered | HgVP 125/E27 | 6 | Vojvođanska 1 |  |  |  |  | replacement only if the luminaire's damage is registered | HgVP 125/E27 | 11 | Vojvođanska 2 |  |  |  |  | replacement only if the luminaire's damage is registered
HgVP-mix 160/E27 | [7 empty] | HgVP-mix 160/E27 | [7 empty] | HgVP-mix 160/E27 | [7 empty] | HgVP-mix 160/E27 | [7 empty] | HgVP-mix 160/E27 | [7 empty] | HgVP-mix 160/E27
HgVP 250/E40 | [7 empty] | HgVP 250/E40 | [7 empty] | HgVP 250/E40 | [7 empty] | HgVP 250/E40 | [7 empty] | HgVP 250/E40 | [7 empty] | HgVP 250/E40
HgVP 400/E40 | [7 empty] | HgVP 400/E40 | 1 | Ive Lole Ribara |  |  |  |  | replacement only if the luminaire's damage is registered | HgVP 400/E40 | [7 empty] | HgVP 400/E40 | [7 empty] | HgVP 400/E40 | [7 empty] | HgVP 400/E40 | 1 | Vojvođanska 2 |  |  |  |  | replacement only if the luminaire's damage is registered
HgVP 700/E40 | [7 empty] | HgVP 700/E40 | [7 empty] | HgVP 700/E40 | [7 empty] | HgVP 700/E40 | [7 empty] | HgVP 700/E40 | [7 empty] | HgVP 700/E40
Natrijumove visokog pritiska | [7 empty] | Natrijumove visokog pritiska | [7 empty] | Natrijumove visokog pritiska | [7 empty] | Natrijumove visokog pritiska | [7 empty] | Natrijumove visokog pritiska | [7 empty] | Natrijumove visokog pritiska
NaVP 50 | [7 empty] | NaVP 50 | [7 empty] | NaVP 50 | [7 empty] | NaVP 50 | [7 empty] | NaVP 50 | [7 empty] | NaVP 50
NaVP 70 | [7 empty] | NaVP 70 | [7 empty] | NaVP 70 | [7 empty] | NaVP 70 | [7 empty] | NaVP 70 | [7 empty] | NaVP 70
NaVP 100 | [7 empty] | NaVP 100 | [7 empty] | NaVP 100 | [7 empty] | NaVP 100 | [7 empty] | NaVP 100 | [7 empty] | NaVP 100
NaVP 150 | [7 empty] | NaVP 150 | [7 empty] | NaVP 150 | [7 empty] | NaVP 150 | [7 empty] | NaVP 150 | [7 empty] | NaVP 150
NaVP 250 | [7 empty] | NaVP 250 | [7 empty] | NaVP 250 | [7 empty] | NaVP 250 | [7 empty] | NaVP 250 | [7 empty] | NaVP 250
NaVP 400 | [7 empty] | NaVP 400 | [7 empty] | NaVP 400 | [7 empty] | NaVP 400 | [7 empty] | NaVP 400 | [7 empty] | NaVP 400